## Cost Data
Division | 2
| 01 00 00 | General Requirements
| 01 11 00 | Preconstruction Costs | 72295
| 01 31 00 | Project Management and Coordination | 190000
| 01 41 00 | Permits | 4825
| 01 45 00 | Quality Control | 2500
| 01 51 00 | Temporary Utilities | 0
| 01 52 00 | Construction Facilities | 36991.2617
| 01 54 00 | Construction Aids | 0
| 01 56 00 | Temporary Barriers & Enclosures | 1500
| 01 74 00 | Cleaning & Waste Management | 18693
Division | 2
| 02 00 00 | Existing Conditions
| 02 41 00 | Demolition | 135400
| 02 82 00 | Asbestos Remediation | 0
| 02 83 00 | Trenching | 10200
Division | 3
| 03 00 00 | Concrete
| 03 11 00 | Concrete Forming | 25000
| 03 20 00 | Concrete Reinforcing | 9035
| 03 30 00 | Cast-in-Place Concrete | 27313.64
| 03 35 00 | Concrete Finishing | 9061.5
| 03 40 00 | Precast Concrete | 0
| 03 60 00 | Grouting | 1270
Division | 4
| 04 00 00 | Masonry
| 04 20 00 | Unit Masonry | 10450
| 04 43 00 | Stone Masonry | 0
Division | 5
| 05 00 00 | Metals
| 05 12 00 | Structural Steel Framing | 38000
| 05 20 00 | Metal Joists | 0
| 05 30 00 | Metal Decking | 0
| 05 51 00 | Metal Stairs | 0
| 05 52 00 | Metal Railings | 0
| 05 59 00 | Metal Specialties | 0
Division | 6
| 06 00 00 | Wood, Plastics, and Composites
| 06 11 00 | Framing | 5200
| 06 20 00 | Finish Carpentry | 3988.32
| 06 22 00 | Millwork | 85680.39
| 06 41 00 | Architechtural Wood Casework | 0
| 06 42 00 | Wood Paneling | 0
| 06 43 00 | Wood Stairs and Railings | 0
| 06 46 00 | Wood Trim | 0
| 06 48 00 | Wood Frames | 0
Division | 7
| 07 00 00 | Thermal and Moisture Protection
| 07 21 00 | Thermal Insulation | 0
| 07 24 00 | EIFS | 0
| 07 31 00 | Shingles | 0
| 07 42 00 | Wall Panels | 103940
| 07 46 00 | Siding | 311900
| 07 52 00 | Modified Bituminous Membrane Roofing | 65914
| 07 53 00 | Elastomeric Membrane Roofing | 0
| 07 62 00 | Sheet Metal Flashing and Trim | 0
| 07 63 00 | Sheet Metal Roofing Specialties | 0
| 07 64 00 | Sheet Metal Wall Cladding | 0
| 07 72 00 | Roof Accessories | 0
| 07 81 00 | Applied Fireproofing | 0
| 07 90 00 | Joint Protection | 0
Division | 8
| 08 00 00 | Openings
| 08 11 00 | Metal Doors and Frames | 2340
| 08 14 00 | Wood Doors | 0
| 08 31 00 | Access Doors and Panels | 0
| 08 32 00 | Sliding Gates | 20000
| 08 33 00 | Coiling Doors and Drilles | 0
| 08 34 00 | Special Function Doors | 0
| 08 38 00 | Traffic Doors | 16085
| 08 41 00 | Entrances and Storefronts | 0
| 08 44 00 | Curtain Wall and Glazed Assemblies | 0
| 08 50 00 | Windows | 0
| 08 70 00 | Hardware | 0
| 08 81 00 | Glass Glazing | 212770
| 08 83 00 | Mirrors | 0
| 08 87 00 | Glazing Surface Films | 0
| 08 91 00 | Louvers | 0
Division | 9
| 09 00 00 | Finishes
| 09 20 00 | Plaster and Gypsum Board | 296014
| 09 30 00 | Tiling | 0
| 09 50 00 | Ceiling | 0
| 09 60 00 | Flooring | 315596.2
| 09 72 00 | Wall Coverings | 0
| 09 91 00 | Painting | 130417
Division | 10
| 10 00 00 | Specialties
| 10 11 00 | Visual Display Units | 0
| 10 14 00 | Signage | 0
| 10 20 00 | Interior Specialties | 21343
| 10 44 00 | Fire Protection Specialties | 0
| 10 51 00 | Lockers | 0
| 10 57 00 | Wardrobe and Closet Specialties | 0
| 10 70 00 | Exterior Specialties | 7500
Division | 11
| 11 00 00 | Equipment
| 11 11 00 | Vehicle Service Equipment | 0
| 11 13 00 | Loading Dock Equipment | 0
| 11 30 00 | Residential Equipment | 0
| 11 41 00 | Food Storage Equipment | 0
| 11 48 00 | Food service Cleaning and Disposal Equipment | 0
| 11 52 00 | Audio-Visual Equipment | 0
| 11 53 00 | Laboratory Equipment | 0
Division | 12
| 12 00 00 | Furnishings
| 12 20 00 | Window Treatments | 0
| 12 21 00 | Window Blinds | 0
| 12 30 00 | Casework | 0
| 12 32 00 | Manufactured Wood Casework | 0
| 12 35 00 | Specialty Casework | 0
| 12 36 00 | Countertops | 0
Division | 13
| 13 00 00 | Special Construction
Division | 14
| 14 00 00 | Conveying Equipment
| 14 20 00 | Elevators | 0
| 14 40 00 | Lifts | 0
| 14 42 00 | Wheelchair Lifts | 0
Division | 21
| 21 00 00 | Fire Suppression
| 21 10 00 | Water-Based Fire-Suppression System | 55000
Division | 22
| 22 00 00 | Plumbing
| 22 10 00 | Plumbing Piping | 147666
| 22 30 00 | Plumbing Equipment | 0
| 22 40 00 | Plumbing Fixtures | 0
| 22 42 00 | Commercial Plumbing Fixtures | 0
| 22 45 00 | Emergency Plumbing Fixtures | 0
| 22 47 00 | Drinking Fountains and Water Coolers | 0
Division | 23
| 23 00 00 | Heating, Ventilating, and Air Conditioning
| 23 07 00 | HVAC Insulation | 748780
| 23 08 00 | Commissioning of HVAC | 0
| 23 09 00 | Instrumentation and Control for HVAC | 0
| 23 10 00 | Facility Fuel System | 0
| 23 13 00 | Facility Fuel Storage | 0
| 23 20 00 | HVAC Piping and Pumps | 0
| 23 23 00 | Refrigerant Piping | 0
| 23 30 00 | HVAC Air Distribution | 0
| 23 70 00 | Central HVAC Equipment | 0
| 23 83 00 | Radiant Heating Units | 0
Division | 25
| 25 00 00 | Integrated Automation
Division | 26
| 26 00 00 | Electrical
| 26 09 00 | Instrumentation and Controls for Electrical Systems | 447495
| 26 10 00 | Medium-Voltage Electrical Distribution | 0
| 26 50 00 | Lighting | 0
Division | 27
| 27 00 00 | Communications
| 27 10 00 | Structured Cabling | 0
| 27 20 00 | Data Communications | 0
| 27 30 00 | Voice Communications | 0
| 27 40 00 | Audio-Voice Communications | 0
| 27 50 00 | Distributed Communications and Monitoring Systems | 0
Division | 28
| 28 00 00 | Electronic Safety and Security
| 28 10 00 | Access Control | 0
| 28 20 00 | Video Surveillance | 0
| 28 30 00 | Security Detection, Aarm, and Monitoring | 0
| 28 40 00 | Life Safety | 0
Division | 31
| 31 00 00 | Earthwork
| 31 10 00 | Site Clearing | 0
| 31 20 00 | Earth Moving | 35759.4
| 31 37 00 | Riprap | 0
| 31 70 00 | Tunneling | 0
Division | 32
| 32 00 00 | Exterior Improvements
| 32 10 00 | Bases, Ballasts, and Paving | 3720
| 32 16 00 | Curbs, Gutters, Sidewalks, and Driveways | 58955.46
| 32 17 00 | Paving Specialties | 0
| 32 30 00 | Site Improvements | 0
| 32 90 00 | Planting | 0
Division | 33
| 33 00 00 | Utilities
| 33 10 00 | Water Utilities | 0
| 33 30 00 | Sanitary Sewerage | 0
| 33 70 00 | Electrical Utilities | 0

## Cost Report
Division | Sub - Division | Discription | Cost
01 00 00 |  | General Requirements | 363989.4373
01 11 00 |  | Preconstruction Costs | 72295
01 31 00 |  | Project Management and Coordination | 190000
01 31 00 | 01 31 01 | Senior Construction Manager | 0
01 31 00 | 01 31 02 | Senior Estimator | 0
01 31 00 | 01 31 03 | Senior Project Manager | 60000
01 31 00 | 01 31 04 | Project Coordinator | 0
01 31 00 | 01 31 05 | Project Superintendent | 130000
01 31 00 | 01 31 06 | Project Foreman | 0
01 32 00 | 01 32 00 | Travel
01 41 00 |  | Permits | 4825
01 45 00 |  | Quality Control | 2500
01 51 00 |  | Temporary Utilities | 0
01 52 00 |  | Construction Facilities | 36991.2617
01 52 00 | 01 52 01 | Construction Field Office | 10160
01 52 00 | 01 52 02 | Sanitary Facilities | 11320
01 52 00 | 01 52 03 | Drawing Reprographics | 1915.2617
01 52 00 | 01 52 04 | First-Aid / Safety | 2500
01 52 00 | 01 52 05 | Job Sign | 200
01 54 00 |  | Construction Aids | 0
01 55 00 | 01 55 00 | Winter Conditions
01 56 00 |  | Temporary Barriers & Enclosures | 1500
01 74 00 |  | Cleaning & Waste Management | 18693
01 74 00 | 01 74 01 | Progress Cleaning | 0
01 74 00 | 01 74 02 | Site Maintenance | 6000
01 74 00 | 01 74 03 | Construction Waste Mgmt & Disposal | 3300
01 74 00 | 01 74 04 | Final Cleaning | 9393
02 00 00 |  | Existing Conditions | 145600
02 41 00 |  | Demolition | 135400
02 82 00 |  | Asbestos Remediation | 0
02 83 00 |  | Trenching | 10200
03 00 00 |  | Concrete | 71680.14
03 11 00 |  | Concrete Forming | 25000
03 20 00 |  | Concrete Reinforcing | 9035
03 30 00 |  | Cast-in-Place Concrete | 27313.64
03 35 00 |  | Concrete Finishing | 9061.5
03 40 00 |  | Precast Concrete | 0
03 60 00 |  | Foundation Materials | 1270
03 60 00 | 03 60 01 | Insulation | 850
03 60 00 | 03 60 02 | Vapour Barrier | 420
04 00 00 |  | Masonry | 10450
04 20 00 |  | Unit Masonry | 10450
04 43 00 |  | Stone Masonry | 0
05 00 00 |  | Metals | 38000
05 12 00 |  | Structural Steel Framing | 38000
05 20 00 |  | Metal Joists | 0
05 30 00 |  | Metal Decking | 0
05 51 00 |  | Metal Stairs | 0
05 52 00 |  | Metal Railings | 0
05 59 00 |  | Metal Specialties | 0
06 00 00 |  | Wood, Plastics, and Composites | 94868.71
06 11 00 |  | Framing Labour | 5200
06 20 00 |  | Framing Material | 3988.32
06 22 00 |  | Millwork | 85680.39
06 41 00 |  | Architechtural Wood Casework | 0
06 42 00 |  | Wood Paneling | 0
06 43 00 |  | Wood Stairs and Railings | 0
06 46 00 |  | Wood Trim | 0
06 48 00 |  | Wood Frames | 0
07 00 00 |  | Thermal and Moisture Protection | 481754
07 21 00 |  | Thermal Insulation | 0
07 24 00 |  | EIFS | 0
07 31 00 |  | Shingles | 0
07 42 00 |  | Wall Panels | 103940
07 46 00 |  | Siding | 311900
07 52 00 |  | Modified Bituminous Membrane Roofing | 65914
07 53 00 |  | Elastomeric Membrane Roofing | 0
07 62 00 |  | Sheet Metal Flashing and Trim | 0
07 63 00 |  | Sheet Metal Roofing Specialties | 0
07 64 00 |  | Sheet Metal Wall Cladding | 0
07 72 00 |  | Roof Accessories | 0
07 81 00 |  | Applied Fireproofing | 0
07 90 00 |  | Joint Protection | 0
08 00 00 |  | Openings | 251195
08 11 00 |  | Metal Doors and Frames | 2340
08 14 00 |  | Wood Doors | 0
08 31 00 |  | Access Doors and Panels | 0
08 32 00 |  | Sliding Gates | 20000
08 33 00 |  | Coiling Doors and Drilles | 0
08 34 00 |  | Special Function Doors | 0
08 38 00 |  | Traffic Doors | 16085
08 41 00 |  | Entrances and Storefronts | 0
08 44 00 |  | Curtain Wall and Glazed Assemblies | 0
08 50 00 |  | Windows | 0
08 70 00 |  | Hardware | 0
08 81 00 |  | Glass Glazing | 212770
08 83 00 |  | Mirrors | 0
08 87 00 |  | Glazing Surface Films | 0
08 91 00 |  | Louvers | 0
09 00 00 |  | Finishes | 742027.2
09 20 00 |  | Plaster and Gypsum Board | 296014
09 30 00 |  | Tiling | 0
09 50 00 |  | Ceiling | 0
09 60 00 |  | Flooring | 315596.2
09 60 00 | 09 61 00 | Concrete Floor Polishing | 0
09 60 00 | 09 62 00 | Specialty Flooring | 0
09 60 00 | 09 64 00 | Wood Flooring | 0
09 60 00 | 09 65 00 | VCT | 0
09 60 00 | 09 67 00 | LVT | 0
09 60 00 | 09 68 00 | Carpet Tile | 0
09 72 00 |  | Wall Coverings | 0
09 91 00 |  | Painting | 130417
10 00 00 |  | Specialties | 28843
10 11 00 |  | Visual Display Units | 0
10 14 00 |  | Signage | 0
10 20 00 |  | Interior Specialties | 21343
10 44 00 |  | Fire Protection Specialties | 0
10 51 00 |  | Lockers | 0
10 57 00 |  | Wardrobe and Closet Specialties | 0
10 70 00 |  | Exterior Specialties | 7500
11 00 00 |  | Equipment | 0
11 11 00 |  | Vehicle Service Equipment | 0
11 13 00 |  | Loading Dock Equipment | 0
11 30 00 |  | Residential Equipment | 0
11 41 00 |  | Food Storage Equipment | 0
11 48 00 |  | Food service Cleaning and Disposal Equipment | 0
11 52 00 |  | Audio-Visual Equipment | 0
11 53 00 |  | Laboratory Equipment | 0
12 00 00 |  | Furnishings | 0
12 20 00 |  | Window Treatments | 0
12 21 00 |  | Window Blinds | 0
12 30 00 |  | Casework | 0
12 32 00 |  | Manufactured Wood Casework | 0
12 35 00 |  | Specialty Casework | 0
12 36 00 |  | Countertops | 0
13 00 00 |  | Special Construction | 0
14 00 00 |  | Conveying Equipment | 0
14 20 00 |  | Elevators | 0
14 40 00 |  | Lifts | 0
14 42 00 |  | Wheelchair Lifts | 0
21 00 00 |  | Fire Suppression | 55000
21 10 00 |  | Water-Based Fire-Suppression System | 55000
22 00 00 |  | Plumbing | 147666
22 10 00 |  | Plumbing Piping | 147666
22 30 00 |  | Plumbing Equipment | 0
22 40 00 |  | Plumbing Fixtures | 0
22 42 00 |  | Commercial Plumbing Fixtures | 0
22 45 00 |  | Emergency Plumbing Fixtures | 0
22 47 00 |  | Drinking Fountains and Water Coolers | 0
23 00 00 |  | Heating, Ventilating, and Air Conditioning | 748780
23 07 00 |  | HVAC Insulation | 748780
23 08 00 |  | Commissioning of HVAC | 0
23 09 00 |  | Instrumentation and Control for HVAC | 0
23 10 00 |  | Facility Fuel System | 0
23 13 00 |  | Facility Fuel Storage | 0
23 20 00 |  | HVAC Piping and Pumps | 0
23 23 00 |  | Refrigerant Piping | 0
23 30 00 |  | HVAC Air Distribution | 0
23 70 00 |  | Central HVAC Equipment | 0
23 83 00 |  | Radiant Heating Units | 0
25 00 00 |  | Integrated Automation | 120500
26 00 00 |  | Electrical | 447495
26 09 00 |  | Instrumentation and Controls for Electrical Systems | 447495
26 10 00 |  | Medium-Voltage Electrical Distribution | 0
26 50 00 |  | Lighting | 0
27 00 00 |  | Communications | 0
27 10 00 |  | Structured Cabling | 0
27 20 00 |  | Data Communications | 0
27 30 00 |  | Voice Communications | 0
27 40 00 |  | Audio-Voice Communications | 0
27 50 00 |  | Distributed Communications and Monitoring Systems | 0
28 00 00 |  | Electronic Safety and Security | 0
28 10 00 |  | Access Control | 0
28 20 00 |  | Video Surveillance | 0
28 30 00 |  | Security Detection, Aarm, and Monitoring | 0
28 40 00 |  | Life Safety | 0
31 00 00 |  | Earthwork | 35759.4
31 10 00 |  | Site Clearing | 0
31 20 00 |  | Earth Moving | 35759.4
31 37 00 |  | Riprap | 0
31 70 00 |  | Tunneling | 0
32 00 00 |  | Exterior Improvements | 62675.46
32 10 00 |  | Bases, Ballasts, and Paving | 3720
32 16 00 |  | Curbs, Gutters, Sidewalks, and Driveways | 58955.46
32 17 00 |  | Paving Specialties | 0
32 30 00 |  | Site Improvements | 0
32 90 00 |  | Planting | 0
33 00 00 |  | Utilities | 0
33 10 00 |  | Water Utilities | 0
33 30 00 |  | Sanitary Sewerage | 0
33 70 00 |  | Electrical Utilities | 0

## DATA
| Quarter | Column1 | Province |  |  |  | Project Definition |  | Contract Type | Payment Method |  | A | >5M
| Q1 |  | NB |  |  |  | Multi Residential |  | CCDC 2 | Stipulated Price |  | B | 2-5M
| Q2 |  | PEI |  |  |  | Office |  | CCDC 5B | Fixed Fee |  | C | 500K - 2M |  |  |  | Status |  | Result
| Q3 |  | NS |  |  |  | Retail |  | CCDC 5A |  |  | D | 100K - 500K |  |  |  | Awarded |  | Successful
| Q4 |  | Other |  |  |  | Food |  | Design Build |  |  | E | less than 100K |  |  |  | Not Awarded |  | Unsuccessful
Pending
Closing Date | Budget Year | Quarter | Province | City/Town | Estimate Number2 | Estimate Name | Type of Construction | Area | Contract Type | Payment Method | Estimate Price | Price Category | Schedule | Soft Cost | Cost per Week | Margin | Status | Bid Docs | Successful / Unsuccessful
46174 | 2022 | Q1 | NB | Bathurst | 2771 | Vision Ford | 0 | 18786 | CCDC 5B | Fixed Fee | 4019366.0979 | B | 40 | 364998.0123 | 9124.9503 | 9.081% | Pending | DD | Successful

## Estimate Version Comparison
Vision Ford | [5 empty] | CLIENT SUMMARY
Lounsbury Group
Date: | 2022-06-28
|  |  |  | 46174 | 0
01 00 00 | General Requirements |  | 234055.8069 |  | 363989.4373 |  | Increase | 129933.6304 | 0
01 11 00 | Preconstruction Costs | 109245 |  | 72295
01 31 00 | Project Management and Coordination | 62000 |  | 190000
01 41 00 | Insurance and Travel | 26639.116 |  | 34685.1756
01 41 00 | Permits | 10838.8425 |  | 4825
01 45 00 | Quality Control | 2500 |  | 2500
01 51 00 | Temporary Utilities | 800 |  | 0
01 52 00 | Construction Facilities | 4394.8484 |  | 36991.2617
01 54 00 | Winter Conditions Allowance | 10000 |  | 2500
01 56 00 | Temporary Barriers & Enclosures | 0 |  | 1500
01 74 00 | Cleaning & Waste Management | 7638 |  | 18693
02 00 00 | Existing Conditions |  | 59900 |  | 145600 |  | Increase | 85700 | 0
02 41 00 | Demolition | 57950 |  | 135400
02 82 00 | Asbestos Remediation | 0 |  | 0
02 83 00 | Trenching | 1950 |  | 10200
03 00 00 | Concrete |  | 66543.2937 |  | 71680.14 |  | Increase | 5136.8463 | 0
03 11 00 | Concrete Forming | 14000 |  | 25000
03 20 00 | Concrete Reinforcing | 11000 |  | 9035
03 30 00 | Cast-in-Place Concrete | 41243.2937 |  | 36375.14
03 40 00 | Precast Concrete | 0 |  | 0
03 60 00 | Grouting | 300 |  | 1270
04 00 00 | Masonry |  | 117012 |  | 10450 |  | Decrease or No Change | -106562 | 0
04 20 00 | Unit Masonry | 117012 |  | 10450
04 40 00 | Stone Assemblies | 0 |  | 0
05 00 00 | Metals |  | 63600 |  | 38000 |  | Decrease or No Change | -25600 | 0
05 12 00 | Structural Steel Framing | 63600 |  | 38000
05 20 00 | Metal Joists | 0 |  | 0
05 30 00 | Metal Decking | 0 |  | 0
05 50 00 | Metal Fabrications | 0 |  | 0
06 00 00 | Wood, Plastics, and Composites |  | 51650 |  | 94868.71 |  | Increase | 43218.71 | 0
06 11 00 | Framing Labour | 0 |  | 5200
06 11 00 | Framing Material | 400 |  | 3988.32
06 22 00 | Millwork | 51250 |  | 85680.39
06 40 00 | Architectural Woodwork | 0 |  | 0
07 00 00 | Thermal and Moisture Protection |  | 240560 |  | 481754 |  | Increase | 241194 | 0
07 21 00 | Thermal Insulation | 0 |  | 0
07 24 00 | EIFS | 0 |  | 0
07 31 00 | Shingles | 0 |  | 0
07 42 00 | Wall Panels | 78000 |  | 103940
07 46 00 | Siding | 70940 |  | 311900
07 50 00 | Membrane Roofing | 91620 |  | 65914
07 60 00 | Flashing and Sheet Metal | 0 |  | 0
07 72 00 | Roof Accessories | 0 |  | 0
07 80 00 | Smoke and Fire Protection | 0 |  | 0
07 90 00 | Joint Protection | 0 |  | 0
08 00 00 | Openings |  | 189630 |  | 251195 |  | Increase | 61565 | 0
08 10 00 | Doors and Frames | 20930 |  | 2340
08 30 00 | Speciality Doors and Frames | 116700 |  | 36085
08 40 00 | Store Fronts and Curtainwalls | 18000 |  | 0
08 50 00 | Windows | 0 |  | 0
08 70 00 | Hardeware | 0 |  | 0
08 80 00 | Glazing | 34000 |  | 212770
08 90 00 | Louvers | 0 |  | 0
09 00 00 | Finishes |  | 209863.7 |  | 742027.2 |  | Increase | 532163.5 | 0
09 20 00 | Plaster and Gypsum Board | 60030 |  | 296014
09 30 00 | Tiling | 3280 |  | 0
09 50 00 | Ceiling | 21160.5 |  | 0
09 60 00 | Flooring | 83564.8 |  | 315596.2
09 70 00 | Wall Finishes | 0 |  | 0
09 90 00 | Painting | 41828.4 |  | 130417
10 00 00 | Specialties |  | 7520 |  | 28843 |  | Increase | 21323 | 0
10 11 00 | Visual Display Units | 0 |  | 0
10 14 00 | Signage | 0 |  | 0
10 20 00 | Interior Specialties | 7520 |  | 21343
10 40 00 | Safety Specialties | 0 |  | 0
10 50 00 | Storage Specialties | 0 |  | 0
10 70 00 | Exterior Specialties | 0 |  | 7500
11 00 00 | Equipment |  | 0 |  | 0
11 10 00 | Vehicle Equipment | 0 |  | 0
11 30 00 | Residential Equipment | 0 |  | 0 |  |  | Decrease or No Change | 0
11 40 00 | Food Service Equipment | 0 |  | 0
11 50 00 | Educational & Lab Equipment | 0 |  | 0
12 00 00 | Furnishings |  | 0 |  | 0 |  | Decrease or No Change | 0
12 20 00 | Window Treatments | 0 |  | 0
12 30 00 | Casework | 0 |  | 0
13 00 00 | Special Construction |  | 0 |  | 0 |  | Decrease or No Change | 0
14 00 00 | Conveying Equipment |  | 0 |  | 0 |  | Decrease or No Change | 0
14 20 00 | Elevators | 0 |  | 0
14 40 00 | Lifts | 0 |  | 0
21 00 00 | Fire Suppression |  | 38760 |  | 55000 |  | Decrease or No Change | 16240
21 10 00 | Water-Based Fire-Suppression System | 38760 |  | 55000
22 00 00 | Plumbing |  | 44500 |  | 147666 |  | Decrease or No Change | 103166
22 10 00 | Plumbing Piping | 44500 |  | 147666
22 30 00 | Plumbing Equipment | 0 |  | 0
22 40 00 | Plumbing Fixtures | 0 |  | 0
23 00 00 | HVAC |  | 65730 |  | 748780 |  | Decrease or No Change | 683050
23 07 00 | HVAC Insulation | 0 |  | 748780
23 08 00 | Commissioning of HVAC | 0 |  | 0
23 09 00 | Instrumentation and Control for HVAC | 0 |  | 0
23 10 00 | Facility Fuel System | 0 |  | 0
23 20 00 | HVAC Piping and Pumps | 0 |  | 0
23 30 00 | HVAC Air Distribution | 65730 |  | 0
23 70 00 | Central HVAC Equipment | 0 |  | 0
23 80 00 | Decentralized HVAC Equipment | 0 |  | 0
25 00 00 | Integrated Automation |  | 0 |  | 120500 |  | Increase | 120500
26 00 00 | Electrical |  | 174420 |  | 447495 |  | Decrease or No Change | 273075
26 09 00 | Sub Contractor Cost | 174420 |  | 447495
26 10 00 | Electrical Distribution | 0 |  | 0
26 50 00 | Lighting | 0 |  | 0
27 00 00 | Communications |  | 0 |  | 0 |  | Decrease or No Change | 0
27 10 00 | Structured Cabling | 0 |  | 0
27 20 00 | Data Communications | 0 |  | 0
27 30 00 | Voice Communications | 0 |  | 0
27 40 00 | Audio-Voice Communications | 0 |  | 0
27 50 00 | Distributed Communications and Monitoring Systems | 0 |  | 0
28 00 00 | Electronic Safety and Security |  | 0 |  | 0 |  | Decrease or No Change | 0
28 10 00 | Access Control | 0 |  | 0
28 20 00 | Video Surveillance | 0 |  | 0
28 30 00 | Security Detection, Aarm, and Monitoring | 0 |  | 0
28 40 00 | Life Safety | 0 |  | 0
31 00 00 | Earthwork |  | 21000 |  | 35759.4 |  | Increase | 14759.4
31 10 00 | Site Clearing | 0 |  | 0
31 20 00 | Earth Moving | 21000 |  | 35759.4
31 30 00 | Earthwork Methods | 0 |  | 0
31 70 00 | Tunneling | 0 |  | 0
32 00 00 | Exterior Improvements |  | 85690 |  | 62675.46 |  | Decrease or No Change | -23014.54
32 10 00 | Bases, Ballasts, and Paving | 85690 |  | 62675.46
32 30 00 | Site Improvements | 0 |  | 0
32 90 00 | Planting | 0 |  | 0
33 00 00 | Utilities |  | 8800 |  | 0 |  | Decrease or No Change | -8800
33 10 00 | Water Utilities | 0 |  | 0
33 30 00 | Sanitary Sewerage | 8800 |  | 0
33 40 00 | Stormwater Utilities | 0 |  | 0
33 70 00 | Electrical Utilities | 0 |  | 0
| Fee | 75565.566 |  | 173082.7506 |  |  | Increase | 97517.1846
| Total (HST Excluded) | 1754800.3666 |  | 4019366.0979 |  |  | Increase | 2264565.7314
[5 empty] | Check |  | 0

## Client Detailed Summary
Vision Ford |  | CLIENT SUMMARY
Lounsbury Group
Date: | 2026-06-01
01 00 00 | General Requirements |  |  | 363989.4373
01 11 00 | Preconstruction Costs |  | 72295
01 31 00 | Project Management and Coordination |  | 190000
01 32 00 | Insurance and Travel |  | 34685.1756
01 41 00 | Permits |  | 4825
01 45 00 | Quality Control |  | 2500
01 51 00 | Temporary Utilities |  | 0
01 52 00 | Construction Facilities |  | 36991.2617
01 54 00 | Construction Aids & Winter Conditions |  | 2500
01 56 00 | Temporary Barriers & Enclosures |  | 1500
01 74 00 | Cleaning & Waste Management |  | 18693
02 00 00 | Existing Conditions |  |  | 145600
02 41 00 | Exterior and Interior Demolition c/w Trenching |  | 135400
02 82 00 | Service Area Slab Removal |  | 0
02 83 00 | Trenching for Existing Drain |  | 10200
03 00 00 | Concrete |  |  | 71680.14
03 11 00 | Concrete Forming |  | 25000
03 20 00 | Concrete Reinforcing |  | 9035
03 30 00 | Cast-in-Place Concrete |  | 36375.14
03 40 00 | Precast Concrete |  | 0
03 60 00 | Foundation Insulation |  | 1270
04 00 00 | Masonry |  |  | 10450
04 20 00 | Wash Bay Masonry |  | 10450
04 40 00 | Stone Assemblies |  | 0
05 00 00 | Metals |  |  | 38000
05 12 00 | Structural Steel Framing |  | 38000
05 20 00 | Metal Joists |  | 0
05 30 00 | Metal Decking |  | 0
05 50 00 | Metal Fabrications |  | 0
06 00 00 | Wood, Plastics, and Composites |  |  | 94868.71
06 11 00 | Framing Labour |  | 5200
06 11 00 | Framing - Material |  | 3988.32
06 22 00 | Millwork |  | 85680.39
06 40 00 | Architectural Woodwork |  | 0
07 00 00 | Thermal and Moisture Protection |  |  | 481754
07 21 00 | Thermal Insulation |  | 0
07 24 00 | EIFS |  | 0
07 31 00 | Shingles |  | 0
07 42 00 | Entrance Tower |  | 103940
07 46 00 | Aluminum Composite Panels, Corrugated metal panel and Liner Panel |  | 311900
07 50 00 | Membrane Roof Repairs |  | 65914
07 60 00 | Flashing and Sheet Metal |  | 0
07 72 00 | Roof Accessories |  | 0
07 80 00 | Smoke and Fire Protection |  | 0
07 90 00 | Joint Protection |  | 0
08 00 00 | Openings |  |  | 251195
08 10 00 | Doors Installation |  | 2340
08 30 00 | Fire Shutters |  | 20000
08 40 00 | Rolling Door at Parts Counter |  | 0
08 50 00 | Windows |  | 0
08 70 00 | Hardeware |  | 0
08 80 00 | Glazing, Sliding Doors, Vestibule |  | 212770
08 90 00 | Overhead Doors |  | 16085
09 00 00 | Finishes |  |  | 742027.2
09 20 00 | Steel studs and Gypsum Board |  | 296014
09 30 00 | Tiling |  | 0
09 50 00 | Ceilings |  | 0
09 60 00 | Flooring - VCT and Porcelain |  | 154798.7
09 70 00 | Floor Levelling |  | 51500
09 70 00 | Epoxy Floor Finish |  | 109297.5
09 90 00 | Painting |  | 130417
10 00 00 | Specialties |  |  | 28843
10 11 00 | Visual Display Units |  | 0
10 14 00 | Signage |  | 0
10 20 00 | Interior Specialties - Washroom Accessories and Partitions |  | 21343
10 20 00 | PVC Curtains |  | 0
10 40 00 | Safety Specialties |  | 0
10 50 00 | Storage Specialties |  | 0
10 70 00 | Exterior Specialties |  | 7500
11 00 00 | Equipment |  |  | 0
11 10 00 | Vehicle Equipment |  | 0
11 30 00 | Residential Equipment |  | 0
11 40 00 | Food Service Equipment |  | 0
11 50 00 | Educational & Lab Equipment |  | 0
12 00 00 | Furnishings |  |  | 0
12 20 00 | Window Treatments |  | 0
12 30 00 | Casework |  | 0
13 00 00 | Special Construction |  |  | 0
14 00 00 | Conveying Equipment |  |  | 0
14 20 00 | Elevators |  | 0
14 40 00 | Lifts |  | 0
21 00 00 | Fire Suppression |  |  | 55000
21 10 00 | Water-Based Fire-Suppression System |  | 55000
22 00 00 | Plumbing |  |  | 147666
22 10 00 | Plumbing Piping and Fixtures |  | 147666
22 40 00 | Plumbing Fixtures |  | 0
23 00 00 | HVAC |  |  | 748780
23 07 00 | HVAC Ducting and Equipment Installation |  | 748780
23 08 00 | Commissioning of HVAC |  | 0
23 09 00 | Instrumentation and Control for HVAC |  | 0
23 10 00 | Facility Fuel System |  | 0
23 20 00 | HVAC Piping and Pumps
23 30 00 | HVAC Air Distribution and Propane Gas |  | 0
23 70 00 | Exhaust and Compressed Air |  | 0
23 80 00 | Decentralized HVAC Equipment |  | 0
25 00 00 | Integrated Automation |  |  | 120500
26 00 00 | Electrical |  |  | 447495
26 09 00 | Lighting, Distribution adjustments, Fire Alarm NIC |  | 447495
26 10 00 | Electrical Distribution |  | 0
26 50 00 | Lighting |  | 0
27 00 00 | Communications |  |  | 0
27 10 00 | Structured Cabling |  | 0
27 20 00 | Data Communications |  | 0
27 30 00 | Voice Communications |  | 0
27 40 00 | Audio-Voice Communications |  | 0
27 50 00 | Distributed Communications and Monitoring Systems |  | 0
28 00 00 | Electronic Safety and Security |  |  | 0
28 10 00 | Access Control |  | 0
28 20 00 | Video Surveillance |  | 0
28 30 00 | Security Detection, Aarm, and Monitoring |  | 0
28 40 00 | Life Safety |  | 0
31 00 00 | Earthwork |  |  | 35759.4
31 10 00 | Site Clearing |  | 0
31 20 00 | Excavation |  | 35759.4
31 70 00 | Tunneling |  | 0
32 00 00 | Exterior Improvements |  |  | 62675.46
32 10 00 | Paving allowance for patching |  | 3720
32 30 00 | Sidewalks - Excavation and Replacement |  | 58955.46
32 90 00 | Planting |  | 0
33 00 00 | Utilities |  |  | 0
33 10 00 | Water Utilities |  | 0
33 30 00 | Sanitary Sewerage |  | 0
33 40 00 | Stormwater Utilities |  | 0
33 70 00 | Electrical Utilities |  | 0
| Fee |  | 173082.7506
| Total (HST Excluded) |  | 4019366.0979
|  |  | Cost per sq.ft | 213.9554
[5 empty] | Check | 0

## Estimate Summary
Project Information
Closing Date : | 2026-06-01
Estimate # E- | 2771 | Area | 18786
Province : | NB | Estimate Name : | Vision Ford | Bid Documents : | DD
City/Town : | Bathurst | Client : | Lounsbury Group | Status : | Pending
Budget Year : | 2022 | Contract Type : | CCDC 5B | Result: | Successful
Quarter: | Q1 | Payment Method : | Fixed Fee | Type of Construction:
|  | Area: | 18786 | Sq. Ft.
CODE | DESCRIPTION |  | M&E $$ | M-HRS | LAB $$ | SUB CONT. | Total |  | Comparable Project
|  | % | [5 empty] | $/SF
01 00 00 | General Requirements | 9.463% | 78613.4373 | 2 | 190000 | 95376 | 363989.4373 | 19.4$/SF
02 00 00 | Existing Conditions | 3.785% | 10200 | 0 | 0 | 135400 | 145600 | 7.8$/SF
03 00 00 | Concrete | 1.864% | 37645.14 | 0 | 0 | 34035 | 71680.14 | 3.9$/SF
[11 empty] | LCA | Other Contractors
04 00 00 | Masonry | 0.2717% | 0 | 0 | 0 | 10450 | 10450 | 0.6$/SF |  | Formwork | 0 | 25000 | Vptre
[10 empty] | Rebar | 0 | 9035 | AGF
05 00 00 | Metals | 0.988% | 0 | 0 | 0 | 38000 | 38000 | 2.1$/SF |  | Concrete supply/Pouring | 0 | 27313.64
[10 empty] | Finishing | 0 | 9061.5
06 00 00 | Wood, Plastics, and Composites | 2.467% | 3988.32 | 80 | 5200 | 85680.39 | 94868.71 | 5.1$/SF |  | Vapor Barrier & Insulation | 0
[10 empty] | Excavation | 0 | 35759.4 | Lurette
07 00 00 | Thermal and Moisture Protection | 12.53% | 50000 | 0 | 0 | 431754 | 481754 | 25.7$/SF |  | Vestibule, Brand wall and tenching - Excavation, rebar, formwork, concrete, finishing | 98988.5
08 00 00 | Openings | 6.531% | 0 | 76 | 4940 | 246255 | 251195 | 13.4$/SF |  | Sidewalk (excavation and replacement) | 58955.46 | 58955.46
09 00 00 | Finishes | 19.29% | 0 | 0 | 0 | 742027.2 | 742027.2 | 39.5$/SF
10 00 00 | Specialties | 0.7499% | 7500 | 62 | 1760 | 19583 | 28843 | 1.6$/SF |  |  | 157943.96 | 165125
11 00 00 | Equipment | 0% | 0 | 0 | 0 | 0 | 0 | 0$/SF |  | Difference | -7181.04
12 00 00 | Furnishings | 0% | 0 | 0 | 0 | 0 | 0 | 0$/SF |  |  | -4.547%
13 00 00 | Special Construction | 0% | 0 | 0 | 0 | 0 | 0 | 0$/SF
14 00 00 | Conveying Equipment | 0% | 0 | 0 | 0 | 0 | 0 | 0$/SF
21 00 00 | Fire Suppression | 1.43% | 0 | 0 | 0 | 55000 | 55000 | 3$/SF
22 00 00 | Plumbing | 3.839% | 14266 | 0 | 0 | 133400 | 147666 | 7.9$/SF
23 00 00 | HVAC | 19.47% | 0 | 0 | 0 | 748780 | 748780 | 39.9$/SF
25 00 00 | Integrated Automation | 3.133% | 0 | 0 | 0 | 120500 | 120500 | 6.5$/SF
26 00 00 | Electrical | 11.63% | 0 | 0 | 0 | 447495 | 447495 | 23.9$/SF
27 00 00 | Communications | 0% | 0 | 0 | 0 | 0 | 0 | 0$/SF
28 00 00 | Electronic Safety and Security | 0% | 0 | 0 | 0 | 0 | 0 | 0$/SF
31 00 00 | Earthwork | 0.9297% | 0 | 0 | 0 | 35759.4 | 35759.4 | 2$/SF
32 00 00 | Exterior Improvements | 1.63% | 3720 | 0 | 0 | 58955.46 | 62675.46 | 3.4$/SF
33 00 00 | Utilities | 0% | 0 | 0 | 0 | 0 | 0 | 0$/SF
| Sub Totals>>>>>> | 100% | 205932.8973 | 220 | 201900 | 3438450.45 | 3846283.3473 | 204.8$/SF
| Total Construction Cost>>>>>> |  | 3846283.3473
| OH&P>>>>>> |  | 173082.7506 | 4.5%
[5 empty] | HST | TOTAL
15%
| Estimated Price |  | 4019366.0979 |  | 602904.9147 | 4622271.0126
[5 empty] | HST | TOTAL
| Total (HST excluded) |  | 4019366.0979 |  | 602904.9147 | 4622271.0126
|  |  | 213.9554 | /sq.ft.
|  | Schedule | 40 | Weeks |  | Job Type | Target Margin
|  | Soft Cost | 364998.0123 | 9124.9503 |  | A > 1,000,000 | 10%
[6 empty] | B > 500,000 | 15%
|  | Margin | 9.081% |  |  | C > 100,000 | 20%
|  | Buyouts | 40193.661 | 1% |  | D < 100,000 | 25%
|  | CO's | 200968.3049 | 5%
Competititors on Bid | 0
92508.0121

## 1
0
[6 empty] | General Requirements |  |  | Schedule
|  |  | Area: | 18786 | Sq. Ft. |  |  |  | 40 | Weeks
CODE | DESCRIPTION | Materials & Equipment |  |  |  | Labor |  |  |  |  | Sub Contractor | Quote Total | Additional Quote Info
01 11 00 | Preconstruction Costs | Qty | Unit | U. Price | Sub Total | MHrs | U. Price | Sub Total | Quote | Total
01 11 13 | Senior Construction Manager |  | LS | 0 | 0 |  | 0 | 0 | 4500 | 4500 | Fee from CM Proposal
01 11 16 | Senior Estimator |  | LS | 0 | 0 |  | 0 | 0 |  | 0
01 11 19 | Drainage Study |  | LS | 0 | 0 |  | 0 | 0 |  | 0
01 11 23 | Reprographics |  | LS | 0 | 0 |  | 0 | 0 |  | 0
01 11 26 | Design Costs |  | LS | 0 | 0 |  | 0 | 0 |  | 0
01 11 26.13 | Architectural |  | LS | 0 | 0 |  | 0 | 0 | 28200 | 28200
01 11 26.16 | Civil |  | LS | 0 | 0 |  | 0 | 0 |  | 0
01 11 26.19 | Structural |  | LS | 0 | 0 |  | 0 | 0 | 22000 | 22000
01 11 26.23 | HVAC |  | LS | 0 | 0 |  | 0 | 0 | 8000 | 8000 | MCW
01 11 26.26 | Site Visit |  | LS | 0 | 0 |  | 0 | 0 | 1595 | 1595
01 11 26.29 | Electrical |  | LS | 0 | 0 |  | 0 | 0 | 8000 | 8000 | MCW
01 11 26.33 | Geotechnical |  | LS | 0 | 0 |  | 0 | 0 |  | 0
[9 empty] | Sub Total | 72295
CODE | DESCRIPTION | Materials & Equipment |  |  |  | Labor
01 31 00 | Project Management and Coordination | Qty | Unit | U. Price | Sub Total | MHrs | U. Price | Sub Total | Quote | Total
01 31 01 | Senior Construction Manager |  | LS | 0 | 0 |  | 0 | 0 |  | 0
01 31 02 | Senior Estimator |  | LS | 0 | 0 |  | 0 | 0 |  | 0
01 31 03 | Senior Project Manager | 40 | WK | 0 | 0 | 1 | 1500 | 60000 |  | 60000 | Weekly rates from CM Proposal
01 31 04 | Project Coordinator | 40 | LS | 0 | 0 |  | 50 | 0 |  | 0
01 31 05 | Project Superintendent | 40 | WK | 0 | 0 | 1 | 3250 | 130000 |  | 130000 | Weekly rates from CM Proposal
01 31 06 | Project Foreman |  | LS | 0 | 0 |  | 0 | 0 |  | 0
|  |  | LS | 0 | 0 |  | 0 | 0 |  | 0
0
[9 empty] | Sub Total | 190000
CODE | DESCRIPTION
01 32 00 | Insurance |  | /$1000 | Cost | Rate | Toll Cost | Frequency |  | Sub Total | Total
| General Liability | 3482.2939 | /$1000 | 4 | 13929.1756 |  |  |  |  | 13929.1756
| Builder Risk | 1 | LS | 2500 | 2500 |  |  |  |  | 2500
01 32 00 | [8 empty] | Sub Total | 16429.1756
CODE | DESCRIPTION | Materials & Equipment |  |  |  | Labor
CODE | DESCRIPTION
01 32 00 | Travel | Frequency | Weeks | Distance (Round Trip) | Rate | Toll Cost | Frequency |  | Sub Total | Total
| PM KM | 1 | 40 | 652 | 0.7 |  | 40 |  | 18256 | 18256
| Superintendent KM |  | 40 | 652 | 0.7 |  | 0 |  | 0 | 0
| Hotel |  | 40 |  | 185 |  |  |  | 0 | 0
Per Diem
| foreman - Mondays |  | 40 |  | 40 |  |  |  | 0 | 0
| foreman: Tues to Thurs |  | 40 |  | 47 |  |  |  | 0 | 0
| foreman: Fridays |  | 40 |  | 22 |  |  |  | 0 | 0
01 32 00 | [8 empty] | Sub Total | 18256
CODE | DESCRIPTION | Materials & Equipment |  |  |  | Labor
01 41 00 | Permits | Qty | Unit | U. Price | Sub Total | MHrs | U. Price | Sub Total | Quote | Total
01 41 00 | Bldg Permit Fees | 3482.2939 | /$1000 | [5 empty] | 4825 | 4825 | Paid | 4825
| Moncton | 7.5 | /$1000 | "+ Development Fee |  | $100 <$500k, $150 $500k to 1M, $300 1M - 5 M, $500 > 5M
| Dieppe | 7.5 | /$1000
| Saint John | 8.9 | /$1000 | $120 Base Fee
| Fredericton | 8 | /$1000
| Halifax | 5.5 | /$1000
[9 empty] | Sub Total | 4825
CODE | DESCRIPTION | Materials & Equipment |  |  |  | Labor
01 45 00 | Quality Control | Qty | Unit | U. Price | Sub Total | MHrs | U. Price | Sub Total | Quote | Total
01 45 01 | Soil Investigation and Testing |  | LS | 2500 | 0 |  | 0 | 0 |  | 0
01 45 02 | Material Inspection and Testing | 1 | LS | 2500 | 2500 |  | 0 | 0 |  | 2500
01 45 03 | Survey and Layout |  | LS | 3000 | 0 |  | 0 | 0 |  | 0
01 45 04 | Hazardous Idendification Inspection |  | LS | 0 | 0 |  | 0 | 0 |  | 0
01 45 05 | Sanitary Line Video |  | LS | 0 | 0 |  | 0 | 0 |  | 0
[9 empty] | Sub Total | 2500
CODE | DESCRIPTION | Materials & Equipment |  |  |  | Labor
01 51 00 | Temporary Utilities | Qty | Unit | U. Price | Sub Total | MHrs | U. Price | Sub Total | Quote | Total
01 51 01 | Temporary Fire Protection |  | Week | 0 | 0 |  | 0 | 0 |  | 0
01 51 02 | Temporary Power | 40 | Week | 50 | 0 |  | 0 | 0 |  | 0 | For field office
01 51 03 | Temporary Lighting |  | Week | 0 | 0 |  | 0 | 0 |  | 0
01 51 04 | Temporary Fuel Oil |  | Week | 0 | 0 |  | 0 | 0 |  | 0
01 51 05 | Temp HVAC |  | Week | 0 | 0 |  | 0 | 0 |  | 0
01 51 06 | Temporary Internet |  | Week | 0 | 0 |  | 0 | 0 |  | 0
01 51 07 | Temporary Water |  | Week | 0 | 0 |  | 0 | 0 |  | 0
[9 empty] | Sub Total | 0
CODE | DESCRIPTION | Materials & Equipment |  |  |  | Labor
01 52 00 | Construction Facilities | Qty | Unit | U. Price | Sub Total | MHrs | U. Price | Sub Total | Quote | Total
01 52 01 | Construction Field Office (2 60x12' Trailers) | 4 | Month | 2540 | 10160 |  | 0 | 0 |  | 10160 | Alantra | 1200 | 60x12 office
01 52 01 | One Time Charge Offices | 1 | ea | 4824 | 4824 |  | 1 | 0 |  | 4824 | Alantra | 70 | stairs
01 52 02 | Sanitary Facilities | 4 | Month | 2830 | 11320 |  | 0 | 0 |  | 11320 | Alantra | 2412 | One time charge
01 52 02 | One Time Charge Sanitary | 1 | ea | 4072 | 4072 |  | 1 | 0 |  | 4072 | Alantra | 2695 | Washroom
01 52 03 | Drawing Reprographics | 3482.2939 | M | 0.55 | 1915.2617 |  | 0 | 0 |  | 1915.2617 | Alantra | 105 | Stairs
01 52 04 | First-Aid / Safety | 20 | Week | 125 | 2500 |  | 0 | 0 |  | 2500 | Alantra | 30 | Insurance
01 52 05 | Job Sign | 1 | Ea | 200 | 200 |  | 0 | 0 |  | 200 | Alantra | 4072 | One time charge
| Porta-Potty | 40 | Wk | 50 | 2000 |  | 1 | 0 |  | 2000
[9 empty] | Sub Total | 36991.2617
CODE | DESCRIPTION | Materials & Equipment |  |  |  | Labor
01 54 00 | Construction Aids | Qty | Unit | U. Price | Sub Total | MHrs | U. Price | Sub Total | Quote | Total
01 54 01 | Scaffolding / Staging |  | LS | 1500 | 0 |  | 0 | 0 |  | 0
01 54 02 | Rentals |  | LS | 0 | 0 |  | 0 | 0 |  | 0
01 54 03 | Small Tools | 220 | Allow | 0 | 0 |  | 0 | 0 |  | 0
[9 empty] | Sub Total | 0
CODE | DESCRIPTION | Materials & Equipment |  |  |  | Labor
01 55 00 | Winter Conditions | Qty | Unit | U. Price | Sub Total | MHrs | U. Price | Sub Total | Quote | Total
01 55 01 | Winter Conditions Allowance | 1 | LS | 2500 | 2500 |  |  |  |  | 2500
01 55 02 | Tarps (10) |  | ea | 73 | 0 |  |  |  |  | 0
01 55 03 | Fans |  | month | 355 | 0 |  |  |  |  | 0
01 55 04 | Fuel Cube |  | month | 609 | 0 |  |  |  |  | 0
01 55 05 | Delivery |  | ea | 98 | 0 |  |  |  |  | 0
01 55 06 | Pickup |  | ea | 98 | 0 |  |  |  |  | 0
Quantity of Fuel
|  | Tank Size | L/Hr | Running (Hours / Day) | Litres / Day | Duration (Days)
|  | 90 | 6 | 24 | 144 | 0
01 55 07 | Fuel | 0 | L | 1.3 | 0 |  |  |  |  | 0
[9 empty] | Sub Total | 2500
CODE | DESCRIPTION | Materials & Equipment |  |  |  | Labor
01 56 00 | Temporary Barriers & Enclosures | Qty | Unit | U. Price | Sub Total | MHrs | U. Price | Sub Total | Quote | Total
01 56 01 | Air/Dust Barriers |  | LS | 0 | 0 |  | 0 | 0 |  | 0
01 56 02 | Temp Barricades |  | LS | 0 | 0 |  | 0 | 0 |  | 0
01 56 03 | Temporary Fencing | 1 | LS | 1500 | 1500 |  | 0 | 0 |  | 1500
01 56 04 | Hoarding |  | LS | 0 | 0 |  | 0 | 0 |  | 0
[9 empty] | Sub Total | 1500
CODE | DESCRIPTION | Materials & Equipment |  |  |  | Labor
01 74 00 | Cleaning & Waste Management | Qty | Unit | U. Price | Sub Total | MHrs | U. Price | Sub Total | Quote | Total
01 74 01 | Progress Cleaning | 0 | Wk | 0 | 0 | 0 | 55 | 0 |  | 0
01 74 02 | Site Maintenance | 40 | WK | 150 | 6000 |  | 0 | 0 |  | 6000
01 74 03 | Construction Waste Mgmt & Disposal | 6 | ea | 550 | 3300 |  | 0 | 0 |  | 3300
01 74 04 | Final Cleaning | 18786 | SF | 0.5 | 9393 |  | 0 | 0 |  | 9393
[9 empty] | Sub Total | 18693
[5 empty] | Material Total | Total Hours |  | Labor Total | Contractor Total | TOTAL
$ / Sq.Ft | TOTAL DIVISION 1
19.3756 |  |  |  |  | 78613.4373 | 2 |  | 190000 | 95376 | 363989.4373
Hours
[11 empty] | 24 | 144
L/Hour
Winter Conditions | [6 empty] | 90 | L | 15 | 6
|  | Schedule | 10 | Months
|  | Cost |  |  | Quantity | Sub Total | Total
United Rentals | Frost Fighters | 602 | month | 9.1 litres / hour | 1 | 602 | 6020
| Tarps (10) | 73 | ea |  | 1 | 73 | 730
| Fans | 355 | month |  | 2 | 710 | 7100
| Fuel Cube | 609 | month |  | 1 | 609 | 6090
|  |  |  | Litres/day | Days |  | 0
| Fuel | 1.3 | litre | 144 | 0 | 0 | 0
| Delivery | 98 |  |  | 1 | 98 | 980
| Pickup | 98 |  |  | 1 | 98 | 980
Snow removal
[6 empty] | Total | 21900

## 2
0
[6 empty] | Existing Conditions |  |  | Schedule
|  |  | Area: | 18786 | Sq. Ft. |  |  |  | 40 | Weeks
2022 Quote
CODE | DESCRIPTION | Materials & Equipment |  |  |  | Labor |  |  |  |  | Sub Contractor | Quote Total | Additional Quote Info
02 00 00 | Existing Conditions | Qty | Unit | U. Price | Sub Total | MHrs | U. Price | Sub Total | Quote | Total
02 41 00 | Demolition |  | LS | 0 | 0 |  | 0 | 0 |  | 0 | Enviro Solution | 134400 | Exterior block, slab removal, trench - 160'
| Scope: | 18786 | SF | 2.5 |  |  | 0 | 0 | 134400 | 134400 | Enviro Solution | 1000 | Remove existing oil interceptor | 94000 | Excludes removal of OH Doors, Windows | Revised quote - work in Showroom area only & trenching for plumbing | 78000
| Removal of walls around Body Shop in Service Area |  | LS | 0 | 0 |  | 0 | 0 | 1000 | 1000 | Enviro Solution | -11600 | Breakout cost for concrete demo | 12500
| Brea |  | LS | 0 | 0 |  | 0 | 0 |  | 0 | Enviro Solution | -3000 | Liner panel demo |  | Anyone includes o/h openings?
| Office/room walls in show room |  | LS | 0 | 0 |  | 0 | 0 |  | 0 | Branco | 186920
| Show room ceilings |  | LS | 0 | 0 |  | 0 | 0 |  | 0 | Branco | 38770 | Concrete demo
| Slab in Service Area | 1 | LS | 9500 |  |  | 0 | 0 |  | 0 | Inflector | 187630 |  | 149000
| Trenching |  | LS | 0 | 0 |  | 0 | 0 | 0 | 0 | Envirobate |  |  | 39000
|  |  | LS | 0 | 0 |  | 0 | 0 |  | 0 | Separate price to remove slab |  |  | 45000
|  |  | LS | 0 | 0 |  | 0 | 0 |  | 0 | Separate price to trench
|  |  | LS | 0 | 0 |  | 0 | 0 |  | 0 | VC Reno | 29827 | walls, ceiling and flooring only
|  |  | LS | 0 | 0 |  | 0 | 0 |  | 0
[9 empty] | Sub Total | 135400
CODE | DESCRIPTION | Materials & Equipment |  |  |  | Labor
02 82 00 | Asbestos Remediation | Qty | Unit | U. Price | Sub Total | MHrs | U. Price | Sub Total | Quote | Total
|  |  | LS | 0 | 0 |  | 0 | 0 |  | 0
|  |  | LS | 0 | 0 |  | 0 | 0 |  | 0
|  |  | LS | 0 | 0 |  | 0 | 0 |  | 0
|  |  | LS | 0 | 0 |  | 0 | 0 |  | 0
|  |  | LS | 0 | 0 |  | 0 | 0 |  | 0
|  |  | LS | 0 | 0 |  | 0 | 0 |  | 0
|  |  | LS | 0 | 0 |  | 0 | 0 |  | 0
[9 empty] | Sub Total | 0
CODE | DESCRIPTION | Materials & Equipment |  |  |  | Labor
02 83 00 | Trenching | Qty | Unit | U. Price | Sub Total | MHrs | U. Price | Sub Total | Quote | Total
|  |  | LS | 0 | 0 |  | 0 | 0 |  | 0
| Sanitary Trenching | 120 | ft | 85 | 10200 |  | 0 | 0 |  | 10200
|  |  | LS | 0 | 0 |  | 0 | 0 |  | 0
| Conduit Trenching |  | ft | 35 | 0 |  | 0 | 0 |  | 0
|  |  | LS | 0 | 0 |  | 0 | 0 |  | 0
|  |  | LS | 0 | 0 |  | 0 | 0 |  | 0
|  |  | LS | 0 | 0 |  | 0 | 0 |  | 0
[9 empty] | Sub Total | 10200
[5 empty] | Material Total | Total Hours |  | Labor Total | Contractor Total | TOTAL
$ / Sq.Ft | TOTAL DIVISION 2
7.7505 |  |  |  |  | 10200 | 0 |  | 0 | 135400 | 145600

## 3
0
[6 empty] | Concrete |  |  | Schedule
|  |  | Area: | 18786 | Sq. Ft. |  |  |  | 40 | Weeks
CODE | DESCRIPTION | Materials & Equipment |  |  |  | Labor |  |  |  |  | Sub Contractor | Quote Total | Additional Quote Info
03 11 00 | Concrete Forming | Qty | Unit | U. Price | Sub Total | MHrs | U. Price | Sub Total | Quote | Total
03 11 01 | Contractor Quote | 1 | LS | 9500 | 0 |  |  |  |  | 0
03 11 02.1 | Footings |  | ft | 25 | 0 |  | 0 | 0 | 25000 | 25000 | V.Pitre | 25000
03 11 02.2 | Walls |  | ft | 45 | 0 |  | 0 | 0 |  | 0
03 11 02.3 | Piers |  | ea | 150 | 0 |  | 0 | 0 |  | 0
| New slab in Service Area | 1 | LS | 4500 | 0 |  | 0 | 0 |  | 0
|  |  | LS | 0 | 0 |  | 0 | 0 |  | 0
|  |  | LS | 0 | 0 |  | 0 | 0 |  | 0
|  |  | LS | 0 | 0 |  | 0 | 0 |  | 0
[9 empty] | Sub Total | 25000
CODE | DESCRIPTION | Materials & Equipment |  |  |  | Labor
03 20 00 | Concrete Reinforcing | Qty | Unit | U. Price | Sub Total | MHrs | U. Price | Sub Total | Quote | Total
03 20 01 | Contractor Quote | [8 empty] | 0 | [8 empty] | Type | Width |  | Height
03 20 02 | Rebar | 1 | LS | 5500 |  |  | 0 | 0 | 9035 | 9035 | AGF | 9035 |  | Nucor Harris | 64500 |  |  |  |  | A | B | D | Quantity | Volume m3
03 20 03 | Mesh | 1 | LS | 5500 |  |  | 0 | 0 |  | 0 | [7 empty] | Footings | 1 | 8 | 17 | 1.5 | 1 | 0.003343
|  |  | LS | 0 | 0 |  | 0 | 0 |  | 0 | [8 empty] | 2 |  |  |  |  | 0
|  |  | LS | 0 | 0 |  | 0 | 0 |  | 0 | [9 empty] | Length (FT) | Width (ft) | Height (ft)
|  |  | LS | 0 | 0 |  | 0 | 0 |  | 0 | [7 empty] | Strip Footing |  | 8 | 17 | 1.5 | 1 | 5.712
|  |  | LS | 0 | 0 |  | 0 | 0 |  | 0 | [7 empty] | Walls |  | 10 | 3 | 1.5 | 1 | 1.26
[18 empty] | Piers | [5 empty] | 0
[9 empty] | Sub Total | 9035 | [9 empty] | Area (SF) |  | Thickness (ft)
CODE | DESCRIPTION | Materials & Equipment |  |  |  | Labor | [11 empty] | Slab - ground floor |  | 6041 |  | 0.5 |  | 84.574
03 30 00 | Cast-in-Place Concrete | Qty | Unit | U. Price | Sub Total | MHrs | U. Price | Sub Total | Quote | Total | [7 empty] | Slab - 2nd floor | [5 empty] | 0
03 30 01 | Slab Volume | 2.4 | m3 | 178.74 | 428.976 |  | 0 | 0 | 0 | 428.976 | Beton | 178.74 | 25MPa
03 30 02 | Footing Volume | 9.6 | m3 | 178.74 | 1715.904 |  | 0 | 0 | 0 | 1715.904 |  |  | 25MPa |  |  |  |  | Exterior Pads | [5 empty] | 0
03 30 02 | Vestibule footing | 36 | m3 | 178.74 | 6434.64 |  | 0 | 0 | 0 | 6434.64 | LCA | 12018 | Trench |  |  |  |  | Exterior Pads | [5 empty] | 0
03 30 03 | Foundation Wall Volume | 13 | m3 | 178.74 | 2323.62 |  | 0 | 0 | 0 | 2323.62 | LCA | 9234.5 | HS3-Demo, Rebar, concrete |  | 15MPa | 20 Mpa | 25MPa
03 30 04 | Concrete testing | 1 | LS | 15000 | 15000 |  | 0 | 0 | 0 | 15000 | LCA | 22830 | 24' -Demo, Rebar, concrete | Beton | 180.3 | 190.5 | 203.3
| Pump Hrs | 3.1 | Hrs | 355 | 1100.5 |  | 0 | 0 |  | 1100.5 | LCA | 7487 | 8' -Demo, Rebar, concrete | [8 empty] | Total Volume - Slab |  | 84.574
03 30 04 | Pump | 62 | m3 | 5 | 310 |  | 0 | 0 |  | 310 | LCA | 44437 | Vestibule -Demo, Rebar, concrete | [8 empty] | Total Volume - Footing |  | 5.7153
[9 empty] | Sub Total | 27313.64 | LCA | 15000 | Concrete Testing | [8 empty] | Total Volume - Walls |  | 1.26
CODE | DESCRIPTION | Materials & Equipment |  |  |  | Labor | [15 empty] | Total Volume - Exterior |  | 0
03 35 00 | Concrete Finishing | Qty | Unit | U. Price | Sub Total | MHrs | U. Price | Sub Total | Quote | Total
|  |  | LS | 0 | 0 |  | 0 | 0 |  | 0
| Slab Finishing | 6041 | sf | 1.5 | 9061.5 |  | 0 | 0 |  | 9061.5
|  | 0 | sf | 1 | 0 |  | 0 | 0 |  | 0
|  |  | LS | 0 | 0 |  | 0 | 0 |  | 0 | [8 empty] | 03 30 01 | Slab Volume | 93.5 | m3
|  |  | LS | 0 | 0 |  | 0 | 0 |  | 0 | [8 empty] | 03 30 02 | Footing Volume | 6 | m3
[19 empty] | 03 30 03 | Foundation Wall Volume | 11 | m3
[9 empty] | Sub Total | 9061.5 | [8 empty] | 03 30 04 | Exterior Concrete Volume | 10 | m3
CODE | DESCRIPTION | Materials & Equipment |  |  |  | Labor
03 40 00 | Precast Concrete | Qty | Unit | U. Price | Sub Total | MHrs | U. Price | Sub Total | Quote | Total
|  |  | LS | 0 | 0 |  | 0 | 0 |  | 0
|  |  | LS | 0 | 0 |  | 0 | 0 |  | 0
|  |  | LS | 0 | 0 |  | 0 | 0 |  | 0
|  |  | LS | 0 | 0 |  | 0 | 0 |  | 0
|  |  | LS | 0 | 0 |  | 0 | 0 |  | 0
|  |  | LS | 0 | 0 |  | 0 | 0 |  | 0
|  |  | LS | 0 | 0 |  | 0 | 0 |  | 0
[9 empty] | Sub Total | 0
CODE | DESCRIPTION | Materials & Equipment |  |  |  | Labor
03 60 00 | Foundation Materials | Qty | Unit | U. Price | Sub Total | MHrs | U. Price | Sub Total | Quote | Total
03 60 01 | 3" Rigid insulation | 20 | sheet | 42.5 | 850 |  | 0 | 0 |  | 850
03 60 02 | Vapour Barrier | 3 | rolls | 140 | 420 |  | 0 | 0 | 0 | 420 |  |  |  | Moxy | 30000
|  |  | LS | 0 | 0 |  | 0 | 0 |  | 0
|  |  | LS | 0 | 0 |  | 0 | 0 |  | 0
|  |  | LS | 0 | 0 |  | 0 | 0 |  | 0
[9 empty] | Sub Total | 1270
[5 empty] | Material Total | Total Hours |  | Labor Total | Contractor Total | TOTAL
$ / Sq.Ft | TOTAL DIVISION 3
3.8156 |  |  |  |  | 37645.14 | 0 |  | 0 | 34035 | 71680.14

## 4
0
[6 empty] | Masonry |  |  | Schedule
|  |  | Area: | 18786 | Sq. Ft. |  |  |  | 40 | Weeks
CODE | DESCRIPTION | Materials & Equipment |  |  |  | Labor |  |  |  |  | Sub Contractor | Quote Total | Additional Quote Info
04 20 00 | Unit Masonry | Qty | Unit | U. Price | Sub Total | MHrs | U. Price | Sub Total | Quote | Total
|  |  | LS | 0 | 0 |  | 0 | 0 |  | 0 |  |  |  | Budget | 117012
| Masonry Walls - Wash bay | 868 | sf | 28 |  |  | 0 | 0 | 10450 | 10450 | ARES | 10450
|  |  | sf | 28 |  |  | 0 | 0 |  | 0
|  |  | sf | 28 |  |  | 0 | 0 |  | 0 | R MainVille |  |  | Acadia Brick Layers | 163000
|  |  | LS | 0 | 0 |  | 0 | 0 |  | 0 |  |  |  | R Mainville | 187000
|  |  | LS | 0 | 0 |  | 0 | 0 |  | 0 | Noble | 26440
|  |  | LS | 0 | 0 |  | 0 | 0 |  | 0
|  |  | LS | 0 | 0 |  | 0 | 0 |  | 0
|  |  | LS | 0 | 0 |  | 0 | 0 |  | 0
|  |  | LS | 0 | 0 |  | 0 | 0 |  | 0
|  |  | LS | 0 | 0 |  | 0 | 0 |  | 0
|  |  | LS | 0 | 0 |  | 0 | 0 |  | 0
[9 empty] | Sub Total | 10450
CODE | DESCRIPTION | Materials & Equipment |  |  |  | Labor
04 43 00 | Stone Masonry | Qty | Unit | U. Price | Sub Total | MHrs | U. Price | Sub Total | Quote | Total
|  |  | LS | 0 | 0 |  | 0 | 0 |  | 0
|  |  | LS | 0 | 0 |  | 0 | 0 |  | 0
|  |  | LS | 0 | 0 |  | 0 | 0 |  | 0
|  |  | LS | 0 | 0 |  | 0 | 0 |  | 0
|  |  | LS | 0 | 0 |  | 0 | 0 |  | 0
|  |  | LS | 0 | 0 |  | 0 | 0 |  | 0
|  |  | LS | 0 | 0 |  | 0 | 0 |  | 0
[9 empty] | Sub Total | 0
CODE | DESCRIPTION | Materials & Equipment |  |  |  | Labor
|  | Qty | Unit | U. Price | Sub Total | MHrs | U. Price | Sub Total | Quote | Total
|  |  | LS | 0 | 0 |  | 0 | 0 |  | 0
|  |  | LS | 0 | 0 |  | 0 | 0 |  | 0
|  |  | LS | 0 | 0 |  | 0 | 0 |  | 0
[9 empty] | Sub Total | 0
CODE | DESCRIPTION | Materials & Equipment |  |  |  | Labor
|  | Qty | Unit | U. Price | Sub Total | MHrs | U. Price | Sub Total | Quote | Total
|  |  | LS | 0 | 0 |  | 0 | 0 |  | 0
|  |  | LS | 0 | 0 |  | 0 | 0 |  | 0
|  |  | LS | 0 | 0 |  | 0 | 0 |  | 0
|  |  | LS | 0 | 0 |  | 0 | 0 |  | 0
|  |  | LS | 0 | 0 |  | 0 | 0 |  | 0
[9 empty] | Sub Total | 0
CODE | DESCRIPTION | Materials & Equipment |  |  |  | Labor
|  | Qty | Unit | U. Price | Sub Total | MHrs | U. Price | Sub Total | Quote | Total
|  |  | LS | 0 | 0 |  | 0 | 0 |  | 0
|  |  | LS | 0 | 0 |  | 0 | 0 |  | 0
|  |  | LS | 0 | 0 |  | 0 | 0 |  | 0
|  |  | LS | 0 | 0 |  | 0 | 0 |  | 0
|  |  | LS | 0 | 0 |  | 0 | 0 |  | 0
|  |  | LS | 0 | 0 |  | 0 | 0 |  | 0
|  |  | LS | 0 | 0 |  | 0 | 0 |  | 0
[9 empty] | Sub Total | 0
[5 empty] | Material Total | Total Hours |  | Labor Total | Contractor Total | TOTAL
$ / Sq.Ft | TOTAL DIVISION 4
0.55627 |  |  |  |  | 0 | 0 |  | 0 | 10450 | 10450

## 5
0
[6 empty] | Metals |  |  | Schedule
|  |  | Area: | 18786 | Sq. Ft. |  |  |  | 40 | Weeks
CODE | DESCRIPTION | Materials & Equipment |  |  |  | Labor |  |  |  |  | Sub Contractor | Quote Total | Additional Quote Info
05 12 00 | Structural Steel Framing | Qty | Unit | U. Price | Sub Total | MHrs | U. Price | Sub Total | Quote | Total
|  |  | LS | 0 | 0 |  | 0 | 0 |  | 0
| New stairs to lunch room |  | LS | 24500 | 0 |  | 0 | 0 |  | 0 |  |  |  | MQM | 175300 | Bollards?
| Door openings |  | LS | 1800 | 0 |  | 0 | 0 |  | 0 |  |  |  | Pro | 129662 | Bollards?
| Window openings |  | LS | 1100 | 0 |  | 0 | 0 |  | 0 | Summit | 91400
| OH Door openings |  | LS | 7500 | 0 |  | 0 | 0 |  | 0 | [5 empty] | Who removes steel deck for openings??? Maybe demo
|  |  | LS | 0 | 0 |  | 0 | 0 |  | 0 | MSE | 198898
|  |  | LS | 0 | 0 |  | 0 | 0 | 38000 | 38000
|  |  | LS | 0 | 0 |  | 0 | 0 |  | 0
|  |  | LS | 0 | 0 |  | 0 | 0 |  | 0 | Tower Steel | 38000
|  |  | LS | 0 | 0 |  | 0 | 0 |  | 0
|  |  | LS | 0 | 0 |  | 0 | 0 |  | 0
|  |  | LS | 0 | 0 |  | 0 | 0 |  | 0
[9 empty] | Sub Total | 38000
CODE | DESCRIPTION | Materials & Equipment |  |  |  | Labor
05 20 00 | Metal Joists | Qty | Unit | U. Price | Sub Total | MHrs | U. Price | Sub Total | Quote | Total
|  |  | LS | 0 | 0 |  | 0 | 0 |  | 0
|  |  | LS | 0 | 0 |  | 0 | 0 |  | 0
|  |  | LS | 0 | 0 |  | 0 | 0 |  | 0
|  |  | LS | 0 | 0 |  | 0 | 0 |  | 0
|  |  | LS | 0 | 0 |  | 0 | 0 |  | 0
|  |  | LS | 0 | 0 |  | 0 | 0 |  | 0
|  |  | LS | 0 | 0 |  | 0 | 0 |  | 0
[9 empty] | Sub Total | 0
CODE | DESCRIPTION | Materials & Equipment |  |  |  | Labor
05 30 00 | Metal Decking | Qty | Unit | U. Price | Sub Total | MHrs | U. Price | Sub Total | Quote | Total
|  |  | LS | 0 | 0 |  | 0 | 0 |  | 0
|  |  | LS | 0 | 0 |  | 0 | 0 |  | 0
|  |  | LS | 0 | 0 |  | 0 | 0 |  | 0
[9 empty] | Sub Total | 0
CODE | DESCRIPTION | Materials & Equipment |  |  |  | Labor
05 51 00 | Metal Stairs | Qty | Unit | U. Price | Sub Total | MHrs | U. Price | Sub Total | Quote | Total
|  |  | LS | 0 | 0 |  | 0 | 0 |  | 0
|  |  | LS | 0 | 0 |  | 0 | 0 |  | 0
|  |  | LS | 0 | 0 |  | 0 | 0 |  | 0
|  |  | LS | 0 | 0 |  | 0 | 0 |  | 0
|  |  | LS | 0 | 0 |  | 0 | 0 |  | 0
[9 empty] | Sub Total | 0
CODE | DESCRIPTION | Materials & Equipment |  |  |  | Labor
05 52 00 | Metal Railings | Qty | Unit | U. Price | Sub Total | MHrs | U. Price | Sub Total | Quote | Total
|  |  | LS | 0 | 0 |  | 0 | 0 |  | 0
|  |  | LS | 0 | 0 |  | 0 | 0 |  | 0
|  |  | LS | 0 | 0 |  | 0 | 0 |  | 0
|  |  | LS | 0 | 0 |  | 0 | 0 |  | 0
|  |  | LS | 0 | 0 |  | 0 | 0 |  | 0
|  |  | LS | 0 | 0 |  | 0 | 0 |  | 0
|  |  | LS | 0 | 0 |  | 0 | 0 |  | 0
[9 empty] | Sub Total | 0
CODE | DESCRIPTION | Materials & Equipment |  |  |  | Labor
05 59 00 | Metal Specialties | Qty | Unit | U. Price | Sub Total | MHrs | U. Price | Sub Total | Quote | Total
|  |  | LS | 0 | 0 |  | 0 | 0 |  | 0
|  |  | LS | 0 | 0 |  | 0 | 0 |  | 0
|  |  | LS | 0 | 0 |  | 0 | 0 |  | 0
|  |  | LS | 0 | 0 |  | 0 | 0 |  | 0
|  |  | LS | 0 | 0 |  | 0 | 0 |  | 0
[9 empty] | Sub Total | 0
[5 empty] | Material Total | Total Hours |  | Labor Total | Contractor Total | TOTAL
$ / Sq.Ft | TOTAL DIVISION 5
2.0228 |  |  |  |  | 0 | 0 |  | 0 | 38000 | 38000

## 6
0
[6 empty] | Wood & Plastics |  |  | Schedule
|  |  | Area: | 18786 | Sq. Ft. |  |  |  | 40 | Weeks
CODE | DESCRIPTION | Materials & Equipment |  |  |  | Labor |  |  |  |  | Sub Contractor | Quote Total | Additional Quote Info
06 11 00 | Framing Labour | Qty | Unit | U. Price | Sub Total | MHrs | U. Price | Sub Total | Quote | Total
[6 empty] | 80 | 65 | 5200 |  | 5200
[7 empty] | 0 | 0 |  | 0
[7 empty] | 0 | 0 |  | 0
[7 empty] | 0 | 0 |  | 0
[7 empty] | 0 | 0 |  | 0
[7 empty] | 0 | 0 |  | 0
[7 empty] | 0 | 0 |  | 0
[9 empty] | Sub Total | 5200
06 20 00 | Framing Materials | Qty | Unit | U. Price | Sub Total |  |  |  | Quote | Total
| 2x4 Stud |  | ft | 0.5 | 0 |  |  |  |  | 0
| 2x6 Stud | 1251 | ft | 1 | 1251 |  |  |  |  | 1251
| 2x8 |  | ft | 1.24 | 0 |  |  |  |  | 0
| 2x10 |  | ft | 1.61 | 0 |  |  |  |  | 0
| 1x3 |  | ft | 0.25 | 0 |  |  |  |  | 0
| 1x4 |  | ft | 0.37 | 0 |  |  |  |  | 0
| PLYWOOD | [8 empty] | 0
| 1/2" Standard | 18 | EA | 39.98 | 719.64 |  |  |  |  | 719.64
| 5/8" Standard | 12 | EA | 59.82 | 717.84 |  |  |  |  | 717.84
| 3/4" Standard | 8 | EA | 99.98 | 799.84 |  |  |  |  | 799.84
| Fastners and consumables | 1 | LS | 500 | 500 |  |  |  |  | 500
| 5/8" OSB T&G |  | EA | 22.74 | 0 |  |  |  |  | 0
[9 empty] | Sub Total | 3988.32
CODE | DESCRIPTION | Materials & Equipment |  |  |  | Labor
06 22 00 | Millwork | Qty | Unit | U. Price | Sub Total | MHrs | U. Price | Sub Total | Quote | Total
| Per quote | 20 | LF | 0 | 0 |  | 0 | 0 | 85680.39 | 85680.39 | Foxwoods | 85680.39 |  | Furniture?
| Glazing (per economy) | 10 | LF | 0 | 0 |  | 0 | 0 |  | 0 | Confirm this
| Service reception counter | 5 | LF | 0 | 0 |  | 0 | 0 |  | 0 | LuxKbs |  |  | Furniture?
| Parts Counter | 23 | LF | 0 | 0 |  | 0 | 0 |  | 0
| Staff Room | 9 | LF | 0 | 0 |  | 0 | 0 |  | 0 |  |  |  | Laforest | 45000
| Washroom vanities | 8 | LF | 0 | 0 |  | 0 | 0 |  | 0 |  |  |  | Procase | 74121.96
| Conference Room | 11 | LF | 0 | 0 |  | 0 | 0 |  | 0
| Retail Parts Display | 11 | LF | 0 | 0 |  | 0 | 0 |  | 0
[9 empty] | Sub Total | 85680.39
CODE | DESCRIPTION | Materials & Equipment |  |  |  | Labor
06 41 00 | Architechtural Wood Casework | Qty | Unit | U. Price | Sub Total | MHrs | U. Price | Sub Total | Quote | Total
|  |  | LS | 0 | 0 |  | 0 | 0 |  | 0
|  |  | LS | 0 | 0 |  | 0 | 0 |  | 0
|  |  | LS | 0 | 0 |  | 0 | 0 |  | 0
[9 empty] | Sub Total | 0
CODE | DESCRIPTION | Materials & Equipment |  |  |  | Labor
06 42 00 | Wood Paneling | Qty | Unit | U. Price | Sub Total | MHrs | U. Price | Sub Total | Quote | Total
|  |  | LS | 0 | 0 |  | 0 | 0 |  | 0
|  |  | LS | 0 | 0 |  | 0 | 0 |  | 0
|  |  | LS | 0 | 0 |  | 0 | 0 |  | 0
|  |  | LS | 0 | 0 |  | 0 | 0 |  | 0
|  |  | LS | 0 | 0 |  | 0 | 0 |  | 0
[9 empty] | Sub Total | 0
CODE | DESCRIPTION | Materials & Equipment |  |  |  | Labor
06 43 00 | Wood Stairs and Railings | Qty | Unit | U. Price | Sub Total | MHrs | U. Price | Sub Total | Quote | Total
|  |  | LS | 0 | 0 |  | 0 | 0 |  | 0
|  |  | LS | 0 | 0 |  | 0 | 0 |  | 0
|  |  | LS | 0 | 0 |  | 0 | 0 |  | 0
|  |  | LS | 0 | 0 |  | 0 | 0 |  | 0
|  |  | LS | 0 | 0 |  | 0 | 0 |  | 0
|  |  | LS | 0 | 0 |  | 0 | 0 |  | 0
|  |  | LS | 0 | 0 |  | 0 | 0 |  | 0
[9 empty] | Sub Total | 0
CODE | DESCRIPTION | Materials & Equipment |  |  |  | Labor
06 46 00 | Wood Trim | Qty | Unit | U. Price | Sub Total | MHrs | U. Price | Sub Total | Quote | Total
|  |  | LS | 0 | 0 |  | 0 | 0 |  | 0
|  |  | LS | 0 | 0 |  | 0 | 0 |  | 0
|  |  | LS | 0 | 0 |  | 0 | 0 |  | 0
|  |  | LS | 0 | 0 |  | 0 | 0 |  | 0
|  |  | LS | 0 | 0 |  | 0 | 0 |  | 0
[9 empty] | Sub Total | 0
CODE | DESCRIPTION | Materials & Equipment |  |  |  | Labor
06 48 00 | Wood Frames | Qty | Unit | U. Price | Sub Total | MHrs | U. Price | Sub Total | Quote | Total
|  |  | LS | 0 | 0 |  | 0 | 0 |  | 0
|  |  | LS | 0 | 0 |  | 0 | 0 |  | 0
|  |  | LS | 0 | 0 |  | 0 | 0 |  | 0
[9 empty] | Sub Total | 0
[5 empty] | Material Total | Total Hours |  | Labor Total | Contractor Total | TOTAL
$ / Sq.Ft | TOTAL DIVISION 6
0 |  |  |  |  | 3988.32 | 80 |  | 5200 | 85680.39 | 94868.71

## 7
0
[6 empty] | Thermal & Moisture Protection |  |  | Schedule
|  |  | Area: | 18786 | Sq. Ft. |  |  |  | 40 | Weeks
CODE | DESCRIPTION | Materials & Equipment |  |  |  | Labor |  |  |  |  | Sub Contractor | Quote Total | Additional Quote Info
07 21 00 | Thermal Insulation | Qty | Unit | U. Price | Sub Total | MHrs | U. Price | Sub Total | Quote | Total
07 21 16 | Blanket Insulation |  | LS | 0 | 0 |  | 0 | 0 |  | 0
07 21 26 | Blown Insulation |  | LS | 0 | 0 |  | 0 | 0 |  | 0
07 21 29 | Sprayed Insulation |  | LS | 0 | 0 |  | 0 | 0 |  | 0
|  |  | LS | 0 | 0 |  | 0 | 0 |  | 0 |  | 526008
[9 empty] | Sub Total | 0
CODE | DESCRIPTION | Materials & Equipment |  |  |  | Labor
07 24 00 | EIFS | Qty | Unit | U. Price | Sub Total | MHrs | U. Price | Sub Total | Quote | Total
|  |  | LS | 0 | 0 |  | 0 | 0 |  | 0
|  |  | LS | 0 | 0 |  | 0 | 0 |  | 0
|  |  | LS | 0 | 0 |  | 0 | 0 |  | 0
[9 empty] | Sub Total | 0
CODE | DESCRIPTION | Materials & Equipment |  |  |  | Labor
07 31 00 | Shingles | Qty | Unit | U. Price | Sub Total | MHrs | U. Price | Sub Total | Quote | Total
|  |  | LS | 0 | 0 |  | 0 | 0 |  | 0
|  |  | LS | 0 | 0 |  | 0 | 0 |  | 0
[9 empty] | Sub Total | 0
CODE | DESCRIPTION | Materials & Equipment |  |  |  | Labor
07 42 00 | Wall Panels | Qty | Unit | U. Price | Sub Total | MHrs | U. Price | Sub Total | Quote | Total
| Prefab Entrance Tower by Sobotec | 1950 | SF | 0 | 0 |  | 0 | 0 | 98900 | 98900 | Sobotec | 98900 | Supply and install
|  |  | SF |  | 0 |  | 0 | 0 | 5040 | 5040 |  | 5040 | Shipping
|  |  | LS | 0 | 0 |  | 0 | 0 |  | 0
[9 empty] | Sub Total | 103940
CODE | DESCRIPTION | Materials & Equipment |  |  |  | Labor
07 46 00 | Siding | Qty | Unit | U. Price | Sub Total | MHrs | U. Price | Sub Total | Quote | Total
| ACM - MP-1 | 2089 | SF | 0 | 0 |  | 0 | 0 | 311900 | 311900 | Atlantic Metaclad | 311900 | Liner panel, ACM, and Corrugated metal panel | Paneltech | 198800 | Includes Composite and Metal
| Corrugated Metal Panel | 2871 | SF | 0 | 0 |  | 0 | 0 |  | 0 | Paneltech | 264800 | Liner Panel Included | Roya Door | 181700 | Composite panels only
| Liner Panel | 4306 | LS | 10 | 0 |  | 0 | 0 |  | 0 | Noble | 176250 | ACM only. Flashing NIC
[9 empty] | Sub Total | 311900 | Noble | 75320 | Metal Siding
CODE | DESCRIPTION | Materials & Equipment |  |  |  | Labor |  |  |  |  | Benchmark | 369550 | Liner panel, ACM, and Corrugated metal panel
07 52 00 | Modified Bituminous Membrane Roofing | Qty | Unit | U. Price | Sub Total | MHrs | U. Price | Sub Total | Quote | Total | Colwest | 228000 | Liner panel, ACM, and Corrugated metal panel
| Roof Repairs | 18324 | SF | 0 | 0 |  | 0 | 0 | 15914 | 15914 | Goulette | 34400 |  | Atlantic | 47110
| Allowance for roof repairs | 1 | LS | 50000 | 50000 |  | 0 | 0 |  | 50000 | Flynn | 15914 |  | Rejean Richard | 96700 | Includes required roof repairs.
|  |  | LS | 0 | 0 |  | 0 | 0 |  | 0 | Brault | 79750
[9 empty] | Sub Total | 65914
CODE | DESCRIPTION | Materials & Equipment |  |  |  | Labor
07 53 00 | Elastomeric Membrane Roofing | Qty | Unit | U. Price | Sub Total | MHrs | U. Price | Sub Total | Quote | Total
|  |  | LS | 0 | 0 |  | 0 | 0 |  | 0 |  | 47100
|  |  | LS | 0 | 0 |  | 0 | 0 |  | 0
[9 empty] | Sub Total | 0 |  | 83900
CODE | DESCRIPTION | Materials & Equipment |  |  |  | Labor
07 62 00 | Sheet Metal Flashing and Trim | Qty | Unit | U. Price | Sub Total | MHrs | U. Price | Sub Total | Quote | Total
|  |  | LS | 0 | 0 |  | 0 | 0 |  | 0
|  |  | LS | 0 | 0 |  | 0 | 0 |  | 0
[9 empty] | Sub Total | 0
CODE | DESCRIPTION | Materials & Equipment |  |  |  | Labor
07 63 00 | Sheet Metal Roofing Specialties | Qty | Unit | U. Price | Sub Total | MHrs | U. Price | Sub Total | Quote | Total
|  |  | LS | 0 | 0 |  | 0 | 0 |  | 0
|  |  | LS | 0 | 0 |  | 0 | 0 |  | 0
[9 empty] | Sub Total | 0
CODE | DESCRIPTION | Materials & Equipment |  |  |  | Labor
07 64 00 | Sheet Metal Wall Cladding | Qty | Unit | U. Price | Sub Total | MHrs | U. Price | Sub Total | Quote | Total
|  |  | LS | 0 | 0 |  | 0 | 0 |  | 0
|  |  | LS | 0 | 0 |  | 0 | 0 |  | 0
|  |  | LS | 0 | 0 |  | 0 | 0 |  | 0
[9 empty] | Sub Total | 0
CODE | DESCRIPTION | Materials & Equipment |  |  |  | Labor
07 72 00 | Roof Accessories | Qty | Unit | U. Price | Sub Total | MHrs | U. Price | Sub Total | Quote | Total
07 72 26 | Ridge Vents |  | LS | 0 | 0 |  | 0 | 0 |  | 0
07 72 33 | Roof Hatches |  | LS | 0 | 0 |  | 0 | 0 |  | 0
|  |  | LS | 0 | 0 |  | 0 | 0 |  | 0
[9 empty] | Sub Total | 0
CODE | DESCRIPTION | Materials & Equipment |  |  |  | Labor
07 81 00 | Applied Fireproofing | Qty | Unit | U. Price | Sub Total | MHrs | U. Price | Sub Total | Quote | Total
07 84 00 | Firestopping |  | LS | 0 | 0 |  | 0 | 0 |  | 0
|  |  | LS | 0 | 0 |  | 0 | 0 |  | 0
[9 empty] | Sub Total | 0
CODE | DESCRIPTION | Materials & Equipment |  |  |  | Labor
07 90 00 | Joint Protection | Qty | Unit | U. Price | Sub Total | MHrs | U. Price | Sub Total | Quote | Total
|  |  | LS | 0 | 0 |  | 0 | 0 |  | 0
|  |  | LS | 0 | 0 |  | 0 | 0 |  | 0
[9 empty] | Sub Total | 0
CODE | DESCRIPTION | Materials & Equipment |  |  |  | Labor
|  | Qty | Unit | U. Price | Sub Total | MHrs | U. Price | Sub Total | Quote | Total
|  |  | LS | 0 | 0 |  | 0 | 0 |  | 0
|  |  | LS | 0 | 0 |  | 0 | 0 |  | 0
[9 empty] | Sub Total | 0
[5 empty] | Material Total | Total Hours |  | Labor Total | Contractor Total | TOTAL
$ / Sq.Ft | TOTAL DIVISION 7
0 |  |  |  |  | 50000 | 0 |  | 0 | 431754 | 481754

## 8
0
[6 empty] | Openings |  |  | Schedule
|  |  | Area: | 18786 | Sq. Ft. |  |  |  | 40 | Weeks
CODE | DESCRIPTION | Materials & Equipment |  |  |  | Labor |  |  |  |  | Sub Contractor | Quote Total | Additional Quote Info
08 11 00 | Metal Doors and Frames | Qty | Unit | U. Price | Sub Total | MHrs | U. Price | Sub Total | Quote | Total
08 11 13 | D6 -Hollow Metal Doors and Frames | 6 | EA | 950 | 0 | 12 | 65 | 780 | 0 | 780 | Advantage | 11900 |  | Apex | 35335
08 11 16 | D4 - Wood | 12 | EA | 1050 | 0 | 24 | 65 | 1560 |  | 1560 |  |  |  | Sevy | 28396
|  |  | LS | 0 | 0 |  | 0 | 0 |  | 0
| Installation | 25 | ea | 0 | 0 | 0 | 55 | 0 | 0 | 0 |  |  |  | VC Install |  | Revised | 4797
[9 empty] | Sub Total | 2340
CODE | DESCRIPTION | Materials & Equipment |  |  |  | Labor
08 14 00 | Wood Doors | Qty | Unit | U. Price | Sub Total | MHrs | U. Price | Sub Total | Quote | Total
| Hollow Metal Frames and Wood Doors | 0 | EA | 1100 | 0 | 0 | 55 | 0 |  | 0
|  |  | LS | 0 | 0 |  | 0 | 0 |  | 0
|  |  | LS | 0 | 0 |  | 0 | 0 |  | 0
[9 empty] | Sub Total | 0
CODE | DESCRIPTION | Materials & Equipment |  |  |  | Labor
08 31 00 | Access Doors and Panels | Qty | Unit | U. Price | Sub Total | MHrs | U. Price | Sub Total | Quote | Total
|  |  | LS | 0 | 0 |  | 0 | 0 |  | 0
|  |  | LS | 0 | 0 |  | 0 | 0 |  | 0
[9 empty] | Sub Total | 0
CODE | DESCRIPTION | Materials & Equipment |  |  |  | Labor
08 32 00 | Fire Shutters | Qty | Unit | U. Price | Sub Total | MHrs | U. Price | Sub Total | Quote | Total
| Fire Shutter | 0 | EA | 8500 | 0 | 40 | 65 | 2600 | 17400 | 20000 | Allyson's | 39990 |  | Gagnon | 12800
|  | 0 | EA |  | 0 |  | 0 | 0 |  | 0 | Rodney | 17400 | This spec needs to be approved - CHI | Rodney | 16900
|  |  | LS | 0 | 0 |  | 0 | 0 |  | 0 | Apex
[9 empty] | Sub Total | 20000
CODE | DESCRIPTION | Materials & Equipment |  |  |  | Labor
08 33 00 | Coiling Doors and Grilles | Qty | Unit | U. Price | Sub Total | MHrs | U. Price | Sub Total | Quote | Total
| Rolling Door at Parts Counter | 1 | LS | 2800 | 0 |  | 0 | 0 |  | 0
|  |  | LS | 0 | 0 |  | 0 | 0 |  | 0
|  |  | LS | 0 | 0 |  | 0 | 0 |  | 0
[9 empty] | Sub Total | 0
CODE | DESCRIPTION | Materials & Equipment |  |  |  | Labor
08 34 00 | Special Function Doors | Qty | Unit | U. Price | Sub Total | MHrs | U. Price | Sub Total | Quote | Total
| Designated Delivery Doors | 0 | EA | 8500 | 0 |  | 0 | 0 |  | 0
| Sliding Doors into Service Reception | 0 | EA | 8500 | 0 |  | 0 | 0 |  | 0
| Folding Door/and man door into Service Reception | 0 | EA | 8500 | 0 |  | 0 | 0 |  | 0
[9 empty] | Sub Total | 0
CODE | DESCRIPTION | Materials & Equipment |  |  |  | Labor
08 38 00 | Traffic Doors | Qty | Unit | U. Price | Sub Total | MHrs | U. Price | Sub Total | Quote | Total
| Overhead doors - Service Reception | 0 | EA | 20000 | 0 |  | 0 | 0 | 16085 | 16085 | Allyson's | 31038.15 | Garaga G-4400 | Gagnon | 68900 | Includes removal of existing doors
| Overhead door for Detail Bay | 0 | EA | 8000 | 0 |  | 0 | 0 |  | 0 | North Shore | 16085 | Northland | Apex | 71800 | Ask if includes removal?
[9 empty] | Sub Total | 16085 | North Shore | 250 | Demo existing
CODE | DESCRIPTION | Materials & Equipment |  |  |  | Labor
08 41 00 | Entrances and Storefronts | Qty | Unit | U. Price | Sub Total | MHrs | U. Price | Sub Total | Quote | Total
| Front Vestibule | 0 | LS | 12500 | 0 |  | 0 | 0 |  | 0 | Apex | 24775
|  |  | LS | 0 | 0 |  | 0 | 0 |  | 0
[9 empty] | Sub Total | 0
CODE | DESCRIPTION | Materials & Equipment |  |  |  | Labor
08 44 00 | Curtain Wall and Glazed Assemblies | Qty | Unit | U. Price | Sub Total | MHrs | U. Price | Sub Total | Quote | Total
| Repairs to curtain at front - Allowance | 1 | LS | 0 | 0 |  | 0 | 0 |  | 0
|  |  | LS | 0 | 0 |  | 0 | 0 |  | 0
[9 empty] | Sub Total | 0
CODE | DESCRIPTION | Materials & Equipment |  |  |  | Labor
08 50 00 | Windows | Qty | Unit | U. Price | Sub Total | MHrs | U. Price | Sub Total | Quote | Total
08 51 00 | Metal Windows |  | LS | 0 | 0 |  | 0 | 0 |  | 0
08 52 00 | Wood Windows |  | LS | 0 | 0 |  | 0 | 0 |  | 0
08 53 00 | Plastic Windows |  | LS | 0 | 0 |  | 0 | 0 |  | 0
08 54 00 | Composite Windows |  | LS | 0 | 0 |  | 0 | 0 |  | 0
[9 empty] | Sub Total | 0
CODE | DESCRIPTION | Materials & Equipment |  |  |  | Labor
08 70 00 | Hardware | Qty | Unit | U. Price | Sub Total | MHrs | U. Price | Sub Total | Quote | Total
|  |  | LS | 0 | 0 |  | 0 | 0 |  | 0
|  |  | LS | 0 | 0 |  | 0 | 0 |  | 0
[9 empty] | Sub Total | 0
CODE | DESCRIPTION | Materials & Equipment |  |  |  | Labor
08 81 00 | Glass Glazing | Qty | Unit | U. Price | Sub Total | MHrs | U. Price | Sub Total | Quote | Total
| Purchase Rooms | 0 | SF | 85 | 0 |  | 0 | 0 | 0 | 0 | City Glass | 228000 |  | City Glass | 136000
| Removal of existing - allowance | 0 | SF | 85 | 0 |  | 0 | 0 | 0 | 0 |  |  |  | Economy | 167250
| D2 | 0 | SF | 0 | 0 |  | 0 | 0 | 212770 | 212770 | All Access | 212770 | Aluminum, Metal and wood doors
|  | 0 | SF | 0 | 0 |  | 0 | 0 | 0 | 0
|  | 0 | SF | 0 | 0 |  | 0 | 0 | 0 | 0 | Economy | 217375
|  | 0 | SF | 0 | 0 |  | 0 | 0 | 0 | 0
|  | 0 | SF | 0 | 0 |  | 0 | 0 | 0 | 0
[9 empty] | Sub Total | 212770
CODE | DESCRIPTION | Materials & Equipment |  |  |  | Labor
08 83 00 | Mirrors | Qty | Unit | U. Price | Sub Total | MHrs | U. Price | Sub Total | Quote | Total
|  |  | LS | 0 | 0 |  | 0 | 0 |  | 0
|  |  | LS | 0 | 0 |  | 0 | 0 |  | 0
[9 empty] | Sub Total | 0
CODE | DESCRIPTION | Materials & Equipment |  |  |  | Labor
08 87 00 | Glazing Surface Films | Qty | Unit | U. Price | Sub Total | MHrs | U. Price | Sub Total | Quote | Total
|  |  | LS | 0 | 0 |  | 0 | 0 |  | 0
|  |  | LS | 0 | 0 |  | 0 | 0 |  | 0
[9 empty] | Sub Total | 0
CODE | DESCRIPTION | Materials & Equipment |  |  |  | Labor
08 91 00 | Louvers | Qty | Unit | U. Price | Sub Total | MHrs | U. Price | Sub Total | Quote | Total
|  |  | LS | 0 | 0 |  | 0 | 0 |  | 0
|  |  | LS | 0 | 0 |  | 0 | 0 |  | 0
[9 empty] | Sub Total | 0
CODE | DESCRIPTION | Materials & Equipment |  |  |  | Labor
|  | Qty | Unit | U. Price | Sub Total | MHrs | U. Price | Sub Total | Quote | Total
|  |  | LS | 0 | 0 |  | 0 | 0 |  | 0
|  |  | LS | 0 | 0 |  | 0 | 0 |  | 0
[9 empty] | Sub Total | 0
[5 empty] | Material Total | Total Hours |  | Labor Total | Contractor Total | TOTAL
$ / Sq.Ft | TOTAL DIVISION 8
0 |  |  |  |  | 0 | 76 |  | 4940 | 246255 | 251195

## 9
0
[6 empty] | Finishes |  |  | Schedule
|  |  | Area: | 18786 | Sq. Ft. |  |  |  | 40 | Weeks
CODE | DESCRIPTION | Materials & Equipment |  |  |  | Labor |  |  |  |  | Sub Contractor | Quote Total | Additional Quote Info
09 20 00 | Plaster and Gypsum Board | Qty | Unit | U. Price | Sub Total | MHrs | U. Price | Sub Total | Quote | Total
| P2 Wall - 5/8 with insulation | 4219 | SF | 0 | 0 |  | 0 | 0 | 212827 | 212827 | VC Reno | 212827 |  | Fundy Pros | 262000 | Includes ceiling
| W2 - 6" steel stud | 422 | SF | 0 | 0 |  | 0 | 0 | 83187 | 83187 |  | 83187 | Ceiling | VC | 174387 | Includes ceiling | Revised: | Steel stud & drywall | 90700
| W3 - 5/8 c/w 6" steel stud | 222 | SF | 0 | 0 |  | 0 | 0 |  | 0 |  |  |  | A1 | 399470 | Includes ceiling |  | Ceiling | 53575
| P5 - 5/8 w/o insulation | 924 | SF | 0 | 0 |  | 0 | 0 |  | 0 | Fundy | 417106.18
|  |  | SF | 0 | 0 |  | 0 | 0 |  | 0
|  |  | SF | 0 | 0 |  | 0 | 0 |  | 0
[9 empty] | Sub Total | 296014
CODE | DESCRIPTION | Materials & Equipment |  |  |  | Labor
09 30 00 | Tiling | Qty | Unit | U. Price | Sub Total | MHrs | U. Price | Sub Total | Quote | Total
| Washroom wall tile | 410 | SF | 0 | 0 |  | 0 | 0 |  | 0
|  |  | SF | 0 | 0 |  | 0 | 0 |  | 0
|  |  | SF | 0 | 0 |  | 0 | 0 |  | 0
|  |  | SF | 0 | 0 |  | 0 | 0 |  | 0
[9 empty] | Sub Total | 0
CODE | DESCRIPTION | Materials & Equipment |  |  |  | Labor
09 50 00 | Ceiling | Qty | Unit | U. Price | Sub Total | MHrs | U. Price | Sub Total | Quote | Total
| Suspended Acoustic Ceilings - 12' | 2949 | SF | 0 | 0 |  | 0 | 0 | 0 | 0
| Suspended Acoustic Ceilings - 10' | 2694 | SF | 0 | 0 |  | 0 | 0 |  | 0
| Bulkhead - 2' high around offices | 470 | SF | 0 | 0 |  | 0 | 0 |  | 0
[9 empty] | Sub Total | 0
CODE | DESCRIPTION | Materials & Equipment |  |  |  | Labor
09 60 00 | Flooring | Qty | Unit | U. Price | Sub Total | MHrs | U. Price | Sub Total | Quote | Total
09 61 00 | VCT - Staff room, Comms, Copy/Keys | 222 | SF | 0 | 0 |  | 0 | 0 |  | 0 |  |  |  | 1/4" mortar base | 15 | per sf for epoxy with mortar base - Stonhard
| Porcelain Tiles | 5735 | SF | 0 | 0 |  | 0 | 0 | 154798.7 | 154798.7 | Carpet Ranch | 203550.99
09 62 00 |  |  | SF | 0 | 0 |  | 0 | 0 |  | 0 | Flor Deco | 283194.31 |  | 1/4" mortar base | 15 | per sf for epoxy with mortar base - Stonhard
09 64 00 |  |  | SF | 0 | 0 |  | 0 | 0 |  | 0 | Commercial | 154798.7 | Confirmed waxing of New VCT will be covered
09 65 00 |  |  | SF | 0 | 0 |  | 0 | 0 |  | 0 |  |  |  | Commercial Surfaces | 103427 | revised quote: | 94380
09 67 00 |  |  | SF | 0 | 0 |  | 0 | 0 |  | 0 | Floor Doctor | 202859.72
09 68 00 |  |  | SF | 0 | 0 |  | 0 | 0 |  | 0 | Zila | 183775 |  | Moxy CN-1 | 7875 |  |  | Paint
09 69 00 |  |  | SF | 0 | 0 |  | 0 | 0 |  | 0 | Ritchie's | 169886 |  | Moxy E-1 | 55000
09 69 00 |  |  | SF | 0 | 0 |  | 0 | 0 |  | 0 | Stonhard | 151435 | Sloping/Levelling NIC | [8 empty] | Service Area | LF - Perimeter | Height | Sides | Area
| Floor Levelling | [7 empty] | 51500 | 51500 | Stonhard | [10 empty] | Perimeter Walls |  | 17.5 | 1 | 0
| Epoxy / Polyurethane | 10410 | SF | 0 | 0 |  | 0 | 0 | 109297.5 | 109297.5 | Moxy | 51500 | Levelling | [8 empty] | New Walls | 210 | 17.5 | 2 | 7350
[12 empty] | 107797.5 | Grinding, Quartz and Epoxy. Spec to be approved | [8 empty] | Short walls | 44 | 6 | 1 | 264
[9 empty] | Sub Total | 315596.2 |  | 1500 | Expansion Joints | [8 empty] | Existing Walls | 117 | 17.5 | 2 | 4095
CODE | DESCRIPTION | Materials & Equipment |  |  |  | Labor
09 72 00 | Wall Coverings | Qty | Unit | U. Price | Sub Total | MHrs | U. Price | Sub Total | Quote | Total | [11 empty] | Showroom
|  |  | SF | 0 | 0 |  | 0 | 0 |  | 0 | [11 empty] | Perimeter Walls | 371 | 12 | 1 | 4452
|  |  | SF | 0 | 0 |  | 0 | 0 |  | 0 | [11 empty] | Existing Walls | 163 | 10 | 2 | 3260
[22 empty] | New Walls | 357 | 12 | 2 | 8568
[9 empty] | Sub Total | 0
CODE | DESCRIPTION | Materials & Equipment |  |  |  | Labor | [15 empty] | Staff Room | 69 | 10 | 1 | 690
09 91 00 | Painting | Qty | Unit | U. Price | Sub Total | MHrs | U. Price | Sub Total | Quote | Total
09 91 13 | Exterior Painting | 5877 | SF | 0 | 0 |  | 0 | 0 | 130417 | 130417 | VC Reno | 130417 | Interior and exterior |  |  |  | VC Interior | 83417 | 41078 |  |  | Stairs | 72 | 17.5 | 1 | 1260
09 91 23 | Interior Painting - partitions | 34174 | SF | 0 | 0 |  | 0 | 0 |  | 0 | [6 empty] | VC Exposed Ceilings | 42009 |  |  |  |  | 80 | 17.5 | 1 | 1400
| Ceilings | 301 | SF | 0 | 0 |  |  | 0 |  | 0 | Noble | 50410 | Exterior paint |  |  |  | VC Exterior Cladding | 17722 | 17722 | Bathurst Toyota | 39500 |  |  |  |  | 0
| Scaffold |  | SF | 1.5 | 0 |  |  | 0 |  | 0 | [6 empty] | VC Scaffold(For Paint) | 2875 | 1725 | Subaru | 35000 | Service Reception | 162 | 17.5 | 1 | 2835
| Doors |  | SF | 2 | 0 |  |  | 0 |  | 0
|  |  | SF | 2 | 0 |  |  | 0 |  | 0 | [15 empty] | 34174
[5 empty] | 0 |  |  |  | Sub Total | 130417
[5 empty] | Material Total | Total Hours |  | Labor Total | Contractor Total | TOTAL
$ / Sq.Ft | TOTAL DIVISION 9
0 |  |  |  |  | 0 | 0 |  | 0 | 742027.2 | 742027.2

## 10
0
[6 empty] | Specalties |  |  | Schedule
|  |  | Area: | 18786 | Sq. Ft. |  |  |  | 40 | Weeks
CODE | DESCRIPTION | Materials & Equipment |  |  |  | Labor |  |  |  |  | Sub Contractor | Quote Total | Additional Quote Info
10 11 00 | Visual Display Units | Qty | Unit | U. Price | Sub Total | MHrs | U. Price | Sub Total | Quote | Total
|  |  | LS | 0 | 0 |  | 0 | 0 |  | 0
|  |  | LS | 0 | 0 |  | 0 | 0 |  | 0
|  |  | LS | 0 | 0 |  | 0 | 0 |  | 0
|  |  | LS | 0 | 0 |  | 0 | 0 |  | 0
|  |  | LS | 0 | 0 |  | 0 | 0 |  | 0
[9 empty] | Sub Total | 0
CODE | DESCRIPTION | Materials & Equipment |  |  |  | Labor
10 14 00 | Signage | Qty | Unit | U. Price | Sub Total | MHrs | U. Price | Sub Total | Quote | Total
|  |  | LS | 0 | 0 |  | 0 | 0 |  | 0
|  |  | LS | 0 | 0 |  | 0 | 0 |  | 0 | AGI Signage - includes entrance tower
|  |  | LS | 0 | 0 |  | 0 | 0 |  | 0
|  |  | LS | 0 | 0 |  | 0 | 0 |  | 0
[9 empty] | Sub Total | 0
CODE | DESCRIPTION | Materials & Equipment |  |  |  | Labor
10 20 00 | Interior Specialties | Qty | Unit | U. Price | Sub Total | MHrs | U. Price | Sub Total | Quote | Total
10 21 00 | Washroom Accessories | 4 | EA | 0 | 0 |  | 0 | 0 | 8900 | 8900
10 21 13 | Partitions | 1 | EA | 0 | 0 | 32 | 55 | 1760 | 7700 | 9460 | Division 10
10 21 13 | Tarriffs | 1 | EA | 0 | 0 | 0 | 55 | 0 | 2983 | 2983 | Division 10
10 21 13 | Mirror - 18"x36" | 1 | EA | 0 | 0 | 0 | 55 | 0 |  | 0 | Division 10
10 21 13 | Mirror - 18"x36" | 1 | EA | 0 | 0 | 0 | 55 | 0 |  | 0 | Division 10 |  |  | Division 10 | 12380 | 3 Stalls partitions and 20 pieces br accessories
10 22 00 | Grab bar 30" | 2 | LS | 0 | 0 |  | 0 | 0 |  | 0 | Rodney | 8900 | Washroom accessories | Rodney | 10980 | Stalls partitions and 20 pieces br accessories
10 22 19 | 90 deg Grab bar 30"x30" | 2 | LS | 0 | 0 |  | 0 | 0 |  | 0 | Rodney | 14300 | Partitions - Bradley | Short Atlantic | 10250 | No Stall partotopms and 23 br accessories
10 22 39 | Soap Dispenser | 3 | LS | 0 | 0 |  | 0 | 0 |  | 0 | Rodney | 7700 | Partitions Hadrian
10 22 43 | Coat Hook | 3 | LS | 0 | 0 |  | 0 | 0 |  | 0 | Rodney | 2983 | Tarriffs
10 28 00 | Toilet tissue dispenser | 4 | EA | 0 | 0 | 0 | 55 | 0 |  | 0
| Paper towel dispenser | 3 | EA | 0 | 0 |  | 55 | 0 |  | 0 | Div10 | 10000 | Washroom accessories
| Baby changing station | 2 | EA | 0 | 0 |  | 55 | 0 |  | 0 |  | 10500 | Partitions Hadrian
PVC slat curtains
[9 empty] | Sub Total | 21343
CODE | DESCRIPTION | Materials & Equipment |  |  |  | Labor
10 44 00 | Fire Protection Specialties | Qty | Unit | U. Price | Sub Total | MHrs | U. Price | Sub Total | Quote | Total
10 44 16 | Fire Extinguishers |  | LS | 0 | 0 |  | 0 | 0 |  | 0
|  |  | LS | 0 | 0 |  | 0 | 0 |  | 0
[9 empty] | Sub Total | 0
CODE | DESCRIPTION | Materials & Equipment |  |  |  | Labor
10 51 00 | Lockers | Qty | Unit | U. Price | Sub Total | MHrs | U. Price | Sub Total | Quote | Total
|  |  | LS | 0 | 0 |  | 0 | 0 |  | 0
|  |  | LS | 0 | 0 |  | 0 | 0 |  | 0
|  |  | LS | 0 | 0 |  | 0 | 0 |  | 0
[9 empty] | Sub Total | 0
CODE | DESCRIPTION | Materials & Equipment |  |  |  | Labor
10 57 00 | Wardrobe and Closet Specialties | Qty | Unit | U. Price | Sub Total | MHrs | U. Price | Sub Total | Quote | Total
|  |  | LS | 0 | 0 |  | 0 | 0 |  | 0
|  |  | LS | 0 | 0 |  | 0 | 0 |  | 0
[9 empty] | Sub Total | 0
CODE | DESCRIPTION | Materials & Equipment |  |  |  | Labor
10 70 00 | Exterior Specialties | Qty | Unit | U. Price | Sub Total | MHrs | U. Price | Sub Total | Quote | Total
10 73 00 | Bollards | 3 | EA | 2500 | 7500 |  | 0 | 0 |  | 7500
10 73 16 | Canopies |  | LS | 0 | 0 |  | 0 | 0 |  | 0
10 75 00 | Flagpoles
[9 empty] | Sub Total | 7500
CODE | DESCRIPTION | Materials & Equipment |  |  |  | Labor
|  | Qty | Unit | U. Price | Sub Total | MHrs | U. Price | Sub Total | Quote | Total
|  |  | LS | 0 | 0 |  | 0 | 0 |  | 0
| Wash Bay Curtains | 1 | LS | 10025.62 |  | 30 | 55 |  | 0 | 0
|  |  | LS | 0 | 0 |  | 0 | 0 |  | 0
|  |  | LS | 0 | 0 |  | 0 | 0 |  | 0
[9 empty] | Sub Total | 0
[5 empty] | Material Total | Total Hours |  | Labor Total | Contractor Total | TOTAL
$ / Sq.Ft | TOTAL DIVISION 10
0 |  |  |  |  | 7500 | 62 |  | 1760 | 19583 | 28843

## 11
0
[6 empty] | Equipment |  |  | Schedule
|  |  | Area: | 18786 | Sq. Ft. |  |  |  | 40 | Weeks
CODE | DESCRIPTION | Materials & Equipment |  |  |  | Labor |  |  |  |  | Sub Contractor | Quote Total | Additional Quote Info
11 11 00 | Vehicle Service Equipment | Qty | Unit | U. Price | Sub Total | MHrs | U. Price | Sub Total | Quote | Total
|  |  | LS | 0 | 0 |  | 0 | 0 |  | 0
|  |  | LS | 0 | 0 |  | 0 | 0 |  | 0
|  |  | LS | 0 | 0 |  | 0 | 0 |  | 0
|  |  | LS | 0 | 0 |  | 0 | 0 |  | 0
|  |  | LS | 0 | 0 |  | 0 | 0 |  | 0
|  |  | LS | 0 | 0 |  | 0 | 0 |  | 0
|  |  | LS | 0 | 0 |  | 0 | 0 |  | 0
|  |  | LS | 0 | 0 |  | 0 | 0 |  | 0
|  |  | LS | 0 | 0 |  | 0 | 0 |  | 0
|  |  | LS | 0 | 0 |  | 0 | 0 |  | 0
|  |  | LS | 0 | 0 |  | 0 | 0 |  | 0
|  |  | LS | 0 | 0 |  | 0 | 0 |  | 0
[9 empty] | Sub Total | 0
CODE | DESCRIPTION | Materials & Equipment |  |  |  | Labor
11 13 00 | Loading Dock Equipment | Qty | Unit | U. Price | Sub Total | MHrs | U. Price | Sub Total | Quote | Total
|  |  | LS | 0 | 0 |  | 0 | 0 |  | 0
|  |  | LS | 0 | 0 |  | 0 | 0 |  | 0
|  |  | LS | 0 | 0 |  | 0 | 0 |  | 0
|  |  | LS | 0 | 0 |  | 0 | 0 |  | 0
|  |  | LS | 0 | 0 |  | 0 | 0 |  | 0
|  |  | LS | 0 | 0 |  | 0 | 0 |  | 0
|  |  | LS | 0 | 0 |  | 0 | 0 |  | 0
[9 empty] | Sub Total | 0
CODE | DESCRIPTION | Materials & Equipment |  |  |  | Labor
11 30 00 | Residential Equipment | Qty | Unit | U. Price | Sub Total | MHrs | U. Price | Sub Total | Quote | Total
11 30 13 | Residential Appliances |  | LS | 0 | 0 |  | 0 | 0 |  | 0
|  |  | LS | 0 | 0 |  | 0 | 0 |  | 0
|  |  | LS | 0 | 0 |  | 0 | 0 |  | 0
[9 empty] | Sub Total | 0
CODE | DESCRIPTION | Materials & Equipment |  |  |  | Labor
11 41 00 | Food Storage Equipment | Qty | Unit | U. Price | Sub Total | MHrs | U. Price | Sub Total | Quote | Total
11 41 23 | Walk-In Coolers |  | LS | 0 | 0 |  | 0 | 0 |  | 0
|  |  | LS | 0 | 0 |  | 0 | 0 |  | 0
|  |  | LS | 0 | 0 |  | 0 | 0 |  | 0
|  |  | LS | 0 | 0 |  | 0 | 0 |  | 0
|  |  | LS | 0 | 0 |  | 0 | 0 |  | 0
[9 empty] | Sub Total | 0
CODE | DESCRIPTION | Materials & Equipment |  |  |  | Labor
11 48 00 | Food service Cleaning and Disposal Equipment | Qty | Unit | U. Price | Sub Total | MHrs | U. Price | Sub Total | Quote | Total
11 48 13 | Commercial Dishwasher |  | LS | 0 | 0 |  | 0 | 0 |  | 0
|  |  | LS | 0 | 0 |  | 0 | 0 |  | 0
|  |  | LS | 0 | 0 |  | 0 | 0 |  | 0
|  |  | LS | 0 | 0 |  | 0 | 0 |  | 0
|  |  | LS | 0 | 0 |  | 0 | 0 |  | 0
|  |  | LS | 0 | 0 |  | 0 | 0 |  | 0
|  |  | LS | 0 | 0 |  | 0 | 0 |  | 0
[9 empty] | Sub Total | 0
CODE | DESCRIPTION | Materials & Equipment |  |  |  | Labor
11 52 00 | Audio-Visual Equipment | Qty | Unit | U. Price | Sub Total | MHrs | U. Price | Sub Total | Quote | Total
|  |  | LS | 0 | 0 |  | 0 | 0 |  | 0
|  |  | LS | 0 | 0 |  | 0 | 0 |  | 0
|  |  | LS | 0 | 0 |  | 0 | 0 |  | 0
|  |  | LS | 0 | 0 |  | 0 | 0 |  | 0
|  |  | LS | 0 | 0 |  | 0 | 0 |  | 0
[9 empty] | Sub Total | 0
CODE | DESCRIPTION | Materials & Equipment |  |  |  | Labor
11 53 00 | Laboratory Equipment | Qty | Unit | U. Price | Sub Total | MHrs | U. Price | Sub Total | Quote | Total
|  |  | LS | 0 | 0 |  | 0 | 0 |  | 0
|  |  | LS | 0 | 0 |  | 0 | 0 |  | 0
|  |  | LS | 0 | 0 |  | 0 | 0 |  | 0
[9 empty] | Sub Total | 0
CODE | DESCRIPTION | Materials & Equipment |  |  |  | Labor
|  | Qty | Unit | U. Price | Sub Total | MHrs | U. Price | Sub Total | Quote | Total
|  |  | LS | 0 | 0 |  | 0 | 0 |  | 0
|  |  | LS | 0 | 0 |  | 0 | 0 |  | 0
|  |  | LS | 0 | 0 |  | 0 | 0 |  | 0
|  |  | LS | 0 | 0 |  | 0 | 0 |  | 0
|  |  | LS | 0 | 0 |  | 0 | 0 |  | 0
[9 empty] | Sub Total | 0
CODE | DESCRIPTION | Materials & Equipment |  |  |  | Labor
|  | Qty | Unit | U. Price | Sub Total | MHrs | U. Price | Sub Total | Quote | Total
|  |  | LS | 0 | 0 |  | 0 | 0 |  | 0
|  |  | LS | 0 | 0 |  | 0 | 0 |  | 0
|  |  | LS | 0 | 0 |  | 0 | 0 |  | 0
|  |  | LS | 0 | 0 |  | 0 | 0 |  | 0
[9 empty] | Sub Total | 0
[5 empty] | Material Total | Total Hours |  | Labor Total | Contractor Total | TOTAL
$ / Sq.Ft | TOTAL DIVISION 11
0 |  |  |  |  | 0 | 0 |  | 0 | 0 | 0

## 12
0
[6 empty] | Furnishing |  |  | Schedule
|  |  | Area: | 18786 | Sq. Ft. |  |  |  | 40 | Weeks
CODE | DESCRIPTION | Materials & Equipment |  |  |  | Labor |  |  |  |  | Sub Contractor | Quote Total | Additional Quote Info
12 20 00 | Window Treatments | Qty | Unit | U. Price | Sub Total | MHrs | U. Price | Sub Total | Quote | Total
|  |  | LS | 0 | 0 |  | 0 | 0 |  | 0
|  |  | LS | 0 | 0 |  | 0 | 0 |  | 0
|  |  | LS | 0 | 0 |  | 0 | 0 |  | 0
|  |  | LS | 0 | 0 |  | 0 | 0 |  | 0
|  |  | LS | 0 | 0 |  | 0 | 0 |  | 0
|  |  | LS | 0 | 0 |  | 0 | 0 |  | 0
|  |  | LS | 0 | 0 |  | 0 | 0 |  | 0
|  |  | LS | 0 | 0 |  | 0 | 0 |  | 0
|  |  | LS | 0 | 0 |  | 0 | 0 |  | 0
|  |  | LS | 0 | 0 |  | 0 | 0 |  | 0
|  |  | LS | 0 | 0 |  | 0 | 0 |  | 0
|  |  | LS | 0 | 0 |  | 0 | 0 |  | 0
[9 empty] | Sub Total | 0
CODE | DESCRIPTION | Materials & Equipment |  |  |  | Labor
12 21 00 | Window Blinds | Qty | Unit | U. Price | Sub Total | MHrs | U. Price | Sub Total | Quote | Total
|  |  | LS | 0 | 0 |  | 0 | 0 |  | 0
|  |  | LS | 0 | 0 |  | 0 | 0 |  | 0
|  |  | LS | 0 | 0 |  | 0 | 0 |  | 0
|  |  | LS | 0 | 0 |  | 0 | 0 |  | 0
|  |  | LS | 0 | 0 |  | 0 | 0 |  | 0
|  |  | LS | 0 | 0 |  | 0 | 0 |  | 0
|  |  | LS | 0 | 0 |  | 0 | 0 |  | 0
[9 empty] | Sub Total | 0
CODE | DESCRIPTION | Materials & Equipment |  |  |  | Labor
12 30 00 | Casework | Qty | Unit | U. Price | Sub Total | MHrs | U. Price | Sub Total | Quote | Total
|  |  | LS | 0 | 0 |  | 0 | 0 |  | 0
|  |  | LS | 0 | 0 |  | 0 | 0 |  | 0
|  |  | LS | 0 | 0 |  | 0 | 0 |  | 0
[9 empty] | Sub Total | 0
CODE | DESCRIPTION | Materials & Equipment |  |  |  | Labor
12 32 00 | Manufactured Wood Casework | Qty | Unit | U. Price | Sub Total | MHrs | U. Price | Sub Total | Quote | Total
|  |  | LS | 0 | 0 |  | 0 | 0 |  | 0
|  |  | LS | 0 | 0 |  | 0 | 0 |  | 0
|  |  | LS | 0 | 0 |  | 0 | 0 |  | 0
|  |  | LS | 0 | 0 |  | 0 | 0 |  | 0
|  |  | LS | 0 | 0 |  | 0 | 0 |  | 0
[9 empty] | Sub Total | 0
CODE | DESCRIPTION | Materials & Equipment |  |  |  | Labor
12 35 00 | Specialty Casework | Qty | Unit | U. Price | Sub Total | MHrs | U. Price | Sub Total | Quote | Total
|  |  | LS | 0 | 0 |  | 0 | 0 |  | 0
|  |  | LS | 0 | 0 |  | 0 | 0 |  | 0
|  |  | LS | 0 | 0 |  | 0 | 0 |  | 0
|  |  | LS | 0 | 0 |  | 0 | 0 |  | 0
|  |  | LS | 0 | 0 |  | 0 | 0 |  | 0
|  |  | LS | 0 | 0 |  | 0 | 0 |  | 0
|  |  | LS | 0 | 0 |  | 0 | 0 |  | 0
[9 empty] | Sub Total | 0
CODE | DESCRIPTION | Materials & Equipment |  |  |  | Labor
12 36 00 | Countertops | Qty | Unit | U. Price | Sub Total | MHrs | U. Price | Sub Total | Quote | Total
|  |  | LS | 0 | 0 |  | 0 | 0 |  | 0
|  |  | LS | 0 | 0 |  | 0 | 0 |  | 0
|  |  | LS | 0 | 0 |  | 0 | 0 |  | 0
|  |  | LS | 0 | 0 |  | 0 | 0 |  | 0
|  |  | LS | 0 | 0 |  | 0 | 0 |  | 0
[9 empty] | Sub Total | 0
CODE | DESCRIPTION | Materials & Equipment |  |  |  | Labor
|  | Qty | Unit | U. Price | Sub Total | MHrs | U. Price | Sub Total | Quote | Total
|  |  | LS | 0 | 0 |  | 0 | 0 |  | 0
|  |  | LS | 0 | 0 |  | 0 | 0 |  | 0
|  |  | LS | 0 | 0 |  | 0 | 0 |  | 0
[9 empty] | Sub Total | 0
CODE | DESCRIPTION | Materials & Equipment |  |  |  | Labor
|  | Qty | Unit | U. Price | Sub Total | MHrs | U. Price | Sub Total | Quote | Total
|  |  | LS | 0 | 0 |  | 0 | 0 |  | 0
|  |  | LS | 0 | 0 |  | 0 | 0 |  | 0
|  |  | LS | 0 | 0 |  | 0 | 0 |  | 0
|  |  | LS | 0 | 0 |  | 0 | 0 |  | 0
|  |  | LS | 0 | 0 |  | 0 | 0 |  | 0
[9 empty] | Sub Total | 0
CODE | DESCRIPTION | Materials & Equipment |  |  |  | Labor
|  | Qty | Unit | U. Price | Sub Total | MHrs | U. Price | Sub Total | Quote | Total
|  |  | LS | 0 | 0 |  | 0 | 0 |  | 0
|  |  | LS | 0 | 0 |  | 0 | 0 |  | 0
|  |  | LS | 0 | 0 |  | 0 | 0 |  | 0
|  |  | LS | 0 | 0 |  | 0 | 0 |  | 0
[9 empty] | Sub Total | 0
[5 empty] | Material Total | Total Hours |  | Labor Total | Contractor Total | TOTAL
$ / Sq.Ft | TOTAL DIVISION 12
0 |  |  |  |  | 0 | 0 |  | 0 | 0 | 0

## 13
0
[6 empty] | Special Construction |  |  | Schedule
|  |  | Area: | 18786 | Sq. Ft. |  |  |  | 40 | Weeks
CODE | DESCRIPTION | Materials & Equipment |  |  |  | Labor |  |  |  |  | Sub Contractor | Quote Total | Additional Quote Info
|  | Qty | Unit | U. Price | Sub Total | MHrs | U. Price | Sub Total | Quote | Total
|  |  | LS | 0 | 0 |  | 0 | 0 |  | 0
|  |  | LS | 0 | 0 |  | 0 | 0 |  | 0
|  |  | LS | 0 | 0 |  | 0 | 0 |  | 0
|  |  | LS | 0 | 0 |  | 0 | 0 |  | 0
|  |  | LS | 0 | 0 |  | 0 | 0 |  | 0
|  |  | LS | 0 | 0 |  | 0 | 0 |  | 0
|  |  | LS | 0 | 0 |  | 0 | 0 |  | 0
|  |  | LS | 0 | 0 |  | 0 | 0 |  | 0
|  |  | LS | 0 | 0 |  | 0 | 0 |  | 0
|  |  | LS | 0 | 0 |  | 0 | 0 |  | 0
|  |  | LS | 0 | 0 |  | 0 | 0 |  | 0
|  |  | LS | 0 | 0 |  | 0 | 0 |  | 0
[9 empty] | Sub Total | 0
CODE | DESCRIPTION | Materials & Equipment |  |  |  | Labor
|  | Qty | Unit | U. Price | Sub Total | MHrs | U. Price | Sub Total | Quote | Total
|  |  | LS | 0 | 0 |  | 0 | 0 |  | 0
|  |  | LS | 0 | 0 |  | 0 | 0 |  | 0
|  |  | LS | 0 | 0 |  | 0 | 0 |  | 0
|  |  | LS | 0 | 0 |  | 0 | 0 |  | 0
|  |  | LS | 0 | 0 |  | 0 | 0 |  | 0
|  |  | LS | 0 | 0 |  | 0 | 0 |  | 0
|  |  | LS | 0 | 0 |  | 0 | 0 |  | 0
[9 empty] | Sub Total | 0
CODE | DESCRIPTION | Materials & Equipment |  |  |  | Labor
|  | Qty | Unit | U. Price | Sub Total | MHrs | U. Price | Sub Total | Quote | Total
|  |  | LS | 0 | 0 |  | 0 | 0 |  | 0
|  |  | LS | 0 | 0 |  | 0 | 0 |  | 0
|  |  | LS | 0 | 0 |  | 0 | 0 |  | 0
[9 empty] | Sub Total | 0
CODE | DESCRIPTION | Materials & Equipment |  |  |  | Labor
|  | Qty | Unit | U. Price | Sub Total | MHrs | U. Price | Sub Total | Quote | Total
|  |  | LS | 0 | 0 |  | 0 | 0 |  | 0
|  |  | LS | 0 | 0 |  | 0 | 0 |  | 0
|  |  | LS | 0 | 0 |  | 0 | 0 |  | 0
|  |  | LS | 0 | 0 |  | 0 | 0 |  | 0
|  |  | LS | 0 | 0 |  | 0 | 0 |  | 0
[9 empty] | Sub Total | 0
CODE | DESCRIPTION | Materials & Equipment |  |  |  | Labor
|  | Qty | Unit | U. Price | Sub Total | MHrs | U. Price | Sub Total | Quote | Total
|  |  | LS | 0 | 0 |  | 0 | 0 |  | 0
|  |  | LS | 0 | 0 |  | 0 | 0 |  | 0
|  |  | LS | 0 | 0 |  | 0 | 0 |  | 0
|  |  | LS | 0 | 0 |  | 0 | 0 |  | 0
|  |  | LS | 0 | 0 |  | 0 | 0 |  | 0
|  |  | LS | 0 | 0 |  | 0 | 0 |  | 0
|  |  | LS | 0 | 0 |  | 0 | 0 |  | 0
[9 empty] | Sub Total | 0
CODE | DESCRIPTION | Materials & Equipment |  |  |  | Labor
|  | Qty | Unit | U. Price | Sub Total | MHrs | U. Price | Sub Total | Quote | Total
|  |  | LS | 0 | 0 |  | 0 | 0 |  | 0
|  |  | LS | 0 | 0 |  | 0 | 0 |  | 0
|  |  | LS | 0 | 0 |  | 0 | 0 |  | 0
|  |  | LS | 0 | 0 |  | 0 | 0 |  | 0
|  |  | LS | 0 | 0 |  | 0 | 0 |  | 0
[9 empty] | Sub Total | 0
CODE | DESCRIPTION | Materials & Equipment |  |  |  | Labor
|  | Qty | Unit | U. Price | Sub Total | MHrs | U. Price | Sub Total | Quote | Total
|  |  | LS | 0 | 0 |  | 0 | 0 |  | 0
|  |  | LS | 0 | 0 |  | 0 | 0 |  | 0
|  |  | LS | 0 | 0 |  | 0 | 0 |  | 0
[9 empty] | Sub Total | 0
CODE | DESCRIPTION | Materials & Equipment |  |  |  | Labor
|  | Qty | Unit | U. Price | Sub Total | MHrs | U. Price | Sub Total | Quote | Total
|  |  | LS | 0 | 0 |  | 0 | 0 |  | 0
|  |  | LS | 0 | 0 |  | 0 | 0 |  | 0
|  |  | LS | 0 | 0 |  | 0 | 0 |  | 0
|  |  | LS | 0 | 0 |  | 0 | 0 |  | 0
|  |  | LS | 0 | 0 |  | 0 | 0 |  | 0
[9 empty] | Sub Total | 0
CODE | DESCRIPTION | Materials & Equipment |  |  |  | Labor
|  | Qty | Unit | U. Price | Sub Total | MHrs | U. Price | Sub Total | Quote | Total
|  |  | LS | 0 | 0 |  | 0 | 0 |  | 0
|  |  | LS | 0 | 0 |  | 0 | 0 |  | 0
|  |  | LS | 0 | 0 |  | 0 | 0 |  | 0
|  |  | LS | 0 | 0 |  | 0 | 0 |  | 0
[9 empty] | Sub Total | 0
[5 empty] | Material Total | Total Hours |  | Labor Total | Contractor Total | TOTAL
$ / Sq.Ft | TOTAL DIVISION 13
0 |  |  |  |  | 0 | 0 |  | 0 | 0 | 0

## 14
0
[6 empty] | Conveying Equipment |  |  | Schedule
|  |  | Area: | 18786 | Sq. Ft. |  |  |  | 40 | Weeks
CODE | DESCRIPTION | Materials & Equipment |  |  |  | Labor |  |  |  |  | Sub Contractor | Quote Total | Additional Quote Info
14 20 00 | Elevators | Qty | Unit | U. Price | Sub Total | MHrs | U. Price | Sub Total | Quote | Total
|  |  | LS | 0 | 0 |  | 0 | 0 |  | 0
|  |  | LS | 0 | 0 |  | 0 | 0 |  | 0
|  |  | LS | 0 | 0 |  | 0 | 0 |  | 0
|  |  | LS | 0 | 0 |  | 0 | 0 |  | 0
|  |  | LS | 0 | 0 |  | 0 | 0 |  | 0
|  |  | LS | 0 | 0 |  | 0 | 0 |  | 0
|  |  | LS | 0 | 0 |  | 0 | 0 |  | 0
|  |  | LS | 0 | 0 |  | 0 | 0 |  | 0
|  |  | LS | 0 | 0 |  | 0 | 0 |  | 0
|  |  | LS | 0 | 0 |  | 0 | 0 |  | 0
|  |  | LS | 0 | 0 |  | 0 | 0 |  | 0
|  |  | LS | 0 | 0 |  | 0 | 0 |  | 0
[9 empty] | Sub Total | 0
CODE | DESCRIPTION | Materials & Equipment |  |  |  | Labor
14 40 00 | Lifts | Qty | Unit | U. Price | Sub Total | MHrs | U. Price | Sub Total | Quote | Total
|  |  | LS | 0 | 0 |  | 0 | 0 |  | 0
|  |  | LS | 0 | 0 |  | 0 | 0 |  | 0
|  |  | LS | 0 | 0 |  | 0 | 0 |  | 0
|  |  | LS | 0 | 0 |  | 0 | 0 |  | 0
|  |  | LS | 0 | 0 |  | 0 | 0 |  | 0
|  |  | LS | 0 | 0 |  | 0 | 0 |  | 0
|  |  | LS | 0 | 0 |  | 0 | 0 |  | 0
[9 empty] | Sub Total | 0
CODE | DESCRIPTION | Materials & Equipment |  |  |  | Labor
14 42 00 | Wheelchair Lifts | Qty | Unit | U. Price | Sub Total | MHrs | U. Price | Sub Total | Quote | Total
|  |  | LS | 0 | 0 |  | 0 | 0 |  | 0
|  |  | LS | 0 | 0 |  | 0 | 0 |  | 0
|  |  | LS | 0 | 0 |  | 0 | 0 |  | 0
[9 empty] | Sub Total | 0
CODE | DESCRIPTION | Materials & Equipment |  |  |  | Labor
|  | Qty | Unit | U. Price | Sub Total | MHrs | U. Price | Sub Total | Quote | Total
|  |  | LS | 0 | 0 |  | 0 | 0 |  | 0
|  |  | LS | 0 | 0 |  | 0 | 0 |  | 0
|  |  | LS | 0 | 0 |  | 0 | 0 |  | 0
|  |  | LS | 0 | 0 |  | 0 | 0 |  | 0
|  |  | LS | 0 | 0 |  | 0 | 0 |  | 0
[9 empty] | Sub Total | 0
CODE | DESCRIPTION | Materials & Equipment |  |  |  | Labor
|  | Qty | Unit | U. Price | Sub Total | MHrs | U. Price | Sub Total | Quote | Total
|  |  | LS | 0 | 0 |  | 0 | 0 |  | 0
|  |  | LS | 0 | 0 |  | 0 | 0 |  | 0
|  |  | LS | 0 | 0 |  | 0 | 0 |  | 0
|  |  | LS | 0 | 0 |  | 0 | 0 |  | 0
|  |  | LS | 0 | 0 |  | 0 | 0 |  | 0
|  |  | LS | 0 | 0 |  | 0 | 0 |  | 0
|  |  | LS | 0 | 0 |  | 0 | 0 |  | 0
[9 empty] | Sub Total | 0
CODE | DESCRIPTION | Materials & Equipment |  |  |  | Labor
|  | Qty | Unit | U. Price | Sub Total | MHrs | U. Price | Sub Total | Quote | Total
|  |  | LS | 0 | 0 |  | 0 | 0 |  | 0
|  |  | LS | 0 | 0 |  | 0 | 0 |  | 0
|  |  | LS | 0 | 0 |  | 0 | 0 |  | 0
|  |  | LS | 0 | 0 |  | 0 | 0 |  | 0
|  |  | LS | 0 | 0 |  | 0 | 0 |  | 0
[9 empty] | Sub Total | 0
CODE | DESCRIPTION | Materials & Equipment |  |  |  | Labor
|  | Qty | Unit | U. Price | Sub Total | MHrs | U. Price | Sub Total | Quote | Total
|  |  | LS | 0 | 0 |  | 0 | 0 |  | 0
|  |  | LS | 0 | 0 |  | 0 | 0 |  | 0
|  |  | LS | 0 | 0 |  | 0 | 0 |  | 0
[9 empty] | Sub Total | 0
CODE | DESCRIPTION | Materials & Equipment |  |  |  | Labor
|  | Qty | Unit | U. Price | Sub Total | MHrs | U. Price | Sub Total | Quote | Total
|  |  | LS | 0 | 0 |  | 0 | 0 |  | 0
|  |  | LS | 0 | 0 |  | 0 | 0 |  | 0
|  |  | LS | 0 | 0 |  | 0 | 0 |  | 0
|  |  | LS | 0 | 0 |  | 0 | 0 |  | 0
|  |  | LS | 0 | 0 |  | 0 | 0 |  | 0
[9 empty] | Sub Total | 0
CODE | DESCRIPTION | Materials & Equipment |  |  |  | Labor
|  | Qty | Unit | U. Price | Sub Total | MHrs | U. Price | Sub Total | Quote | Total
|  |  | LS | 0 | 0 |  | 0 | 0 |  | 0
|  |  | LS | 0 | 0 |  | 0 | 0 |  | 0
|  |  | LS | 0 | 0 |  | 0 | 0 |  | 0
|  |  | LS | 0 | 0 |  | 0 | 0 |  | 0
[9 empty] | Sub Total | 0
[5 empty] | Material Total | Total Hours |  | Labor Total | Contractor Total | TOTAL
$ / Sq.Ft | TOTAL DIVISION 14
0 |  |  |  |  | 0 | 0 |  | 0 | 0 | 0

## 21
0
[6 empty] | Fire Suppression |  |  | Schedule
|  |  | Area: | 18786 | Sq. Ft. |  |  |  | 40 | Weeks
Quote - 2022
CODE | DESCRIPTION | Materials & Equipment |  |  |  | Labor |  |  |  |  | Sub Contractor | Quote Total | Additional Quote Info
21 10 00 | Water-Based Fire-Suppression System | Qty | Unit | U. Price | Sub Total | MHrs | U. Price | Sub Total | Quote | Total
| Sprinkler System Adjustments | 18786 | SF | 5 | 0 |  | 0 | 0 | 55000 | 55000
|  | 1 | LS | 0 | 0 |  | 0 | 0 |  | 0
|  |  | LS | 0 | 0 |  | 0 | 0 |  | 0
|  |  | LS | 0 | 0 |  | 0 | 0 |  | 0 | RP Sprinklers | 55000 |  | RP Sprinklers | 61900
|  |  | LS | 0 | 0 |  | 0 | 0 |  | 0 |  |  |  | B&G | 52450 | Includes Addendum 6 per email
|  |  | LS | 0 | 0 |  | 0 | 0 |  | 0 | Vipond | 110990 |  | Troy | 53953
|  |  | LS | 0 | 0 |  | 0 | 0 |  | 0 |  |  |  | Viking | 72000
|  |  | LS | 0 | 0 |  | 0 | 0 |  | 0 |  |  |  | Vipond | 84990
|  |  | LS | 0 | 0 |  | 0 | 0 |  | 0
|  |  | LS | 0 | 0 |  | 0 | 0 |  | 0
|  |  | LS | 0 | 0 |  | 0 | 0 |  | 0
|  |  | LS | 0 | 0 |  | 0 | 0 |  | 0
[9 empty] | Sub Total | 55000
CODE | DESCRIPTION | Materials & Equipment |  |  |  | Labor
|  | Qty | Unit | U. Price | Sub Total | MHrs | U. Price | Sub Total | Quote | Total
|  |  | LS | 0 | 0 |  | 0 | 0 |  | 0
|  |  | LS | 0 | 0 |  | 0 | 0 |  | 0
|  |  | LS | 0 | 0 |  | 0 | 0 |  | 0
|  |  | LS | 0 | 0 |  | 0 | 0 |  | 0
|  |  | LS | 0 | 0 |  | 0 | 0 |  | 0
|  |  | LS | 0 | 0 |  | 0 | 0 |  | 0
|  |  | LS | 0 | 0 |  | 0 | 0 |  | 0
[9 empty] | Sub Total | 0
CODE | DESCRIPTION | Materials & Equipment |  |  |  | Labor
|  | Qty | Unit | U. Price | Sub Total | MHrs | U. Price | Sub Total | Quote | Total
|  |  | LS | 0 | 0 |  | 0 | 0 |  | 0
|  |  | LS | 0 | 0 |  | 0 | 0 |  | 0
|  |  | LS | 0 | 0 |  | 0 | 0 |  | 0
[9 empty] | Sub Total | 0
CODE | DESCRIPTION | Materials & Equipment |  |  |  | Labor
|  | Qty | Unit | U. Price | Sub Total | MHrs | U. Price | Sub Total | Quote | Total
|  |  | LS | 0 | 0 |  | 0 | 0 |  | 0
|  |  | LS | 0 | 0 |  | 0 | 0 |  | 0
|  |  | LS | 0 | 0 |  | 0 | 0 |  | 0
|  |  | LS | 0 | 0 |  | 0 | 0 |  | 0
|  |  | LS | 0 | 0 |  | 0 | 0 |  | 0
[9 empty] | Sub Total | 0
CODE | DESCRIPTION | Materials & Equipment |  |  |  | Labor
|  | Qty | Unit | U. Price | Sub Total | MHrs | U. Price | Sub Total | Quote | Total
|  |  | LS | 0 | 0 |  | 0 | 0 |  | 0
|  |  | LS | 0 | 0 |  | 0 | 0 |  | 0
|  |  | LS | 0 | 0 |  | 0 | 0 |  | 0
|  |  | LS | 0 | 0 |  | 0 | 0 |  | 0
|  |  | LS | 0 | 0 |  | 0 | 0 |  | 0
|  |  | LS | 0 | 0 |  | 0 | 0 |  | 0
|  |  | LS | 0 | 0 |  | 0 | 0 |  | 0
[9 empty] | Sub Total | 0
CODE | DESCRIPTION | Materials & Equipment |  |  |  | Labor
|  | Qty | Unit | U. Price | Sub Total | MHrs | U. Price | Sub Total | Quote | Total
|  |  | LS | 0 | 0 |  | 0 | 0 |  | 0
|  |  | LS | 0 | 0 |  | 0 | 0 |  | 0
|  |  | LS | 0 | 0 |  | 0 | 0 |  | 0
|  |  | LS | 0 | 0 |  | 0 | 0 |  | 0
|  |  | LS | 0 | 0 |  | 0 | 0 |  | 0
[9 empty] | Sub Total | 0
CODE | DESCRIPTION | Materials & Equipment |  |  |  | Labor
|  | Qty | Unit | U. Price | Sub Total | MHrs | U. Price | Sub Total | Quote | Total
|  |  | LS | 0 | 0 |  | 0 | 0 |  | 0
|  |  | LS | 0 | 0 |  | 0 | 0 |  | 0
|  |  | LS | 0 | 0 |  | 0 | 0 |  | 0
[9 empty] | Sub Total | 0
CODE | DESCRIPTION | Materials & Equipment |  |  |  | Labor
|  | Qty | Unit | U. Price | Sub Total | MHrs | U. Price | Sub Total | Quote | Total
|  |  | LS | 0 | 0 |  | 0 | 0 |  | 0
|  |  | LS | 0 | 0 |  | 0 | 0 |  | 0
|  |  | LS | 0 | 0 |  | 0 | 0 |  | 0
|  |  | LS | 0 | 0 |  | 0 | 0 |  | 0
|  |  | LS | 0 | 0 |  | 0 | 0 |  | 0
[9 empty] | Sub Total | 0
CODE | DESCRIPTION | Materials & Equipment |  |  |  | Labor
|  | Qty | Unit | U. Price | Sub Total | MHrs | U. Price | Sub Total | Quote | Total
|  |  | LS | 0 | 0 |  | 0 | 0 |  | 0
|  |  | LS | 0 | 0 |  | 0 | 0 |  | 0
|  |  | LS | 0 | 0 |  | 0 | 0 |  | 0
|  |  | LS | 0 | 0 |  | 0 | 0 |  | 0
[9 empty] | Sub Total | 0
[5 empty] | Material Total | Total Hours |  | Labor Total | Contractor Total | TOTAL
$ / Sq.Ft | TOTAL DIVISION 21
2.9277 |  |  |  |  | 0 | 0 |  | 0 | 55000 | 55000

## 22
0
[6 empty] | Plumbing |  |  | Schedule
|  |  | Area: | 18786 | Sq. Ft. |  |  |  | 40 | Weeks
CODE | DESCRIPTION | Materials & Equipment |  |  |  | Labor |  |  |  |  | Sub Contractor | Quote Total | Additional Quote Info
22 10 00 | Plumbing Piping | Qty | Unit | U. Price | Sub Total | MHrs | U. Price | Sub Total | Quote | Total
| Plumbing Improvements and adjustments | 18786 | SF |  | 0 |  | 0 | 0 | 125900 | 125900 |  |  |  | Plumbing | Gas | DBM | 326993 | Includes Gas | 193383 | 133610
|  |  | LS | 0 | 0 |  | 0 | 0 |  | 0 | LOM Caron Plumbing | 125900 |  |  |  | BPM | 199900 | No Gas
| Washroom Fixtures | 0 | EA | 8500 | 0 |  | 0 | 0 |  | 0 | [5 empty] | Moncton Plumbing | 264000 | Includes Gas. Will not separate | 146500 | 117500 | Revised | 99800
| Staff Room | 0 | EA | 5500 | 0 |  | 0 | 0 |  | 0 | Franco | 155000
| Café | 0 | EA | 3500 | 0 |  | 0 | 0 |  | 0
| Conference Room | 0 | EA | 3500 | 0 |  | 0 | 0 |  | 0 | Ermen | 120000 | Submitted few weeks after tender closing
| ACO POWERDRAIN SK1-1 SLOPED CHANNEL 39.37" (1M) PART #67001 | 31 | m | 265 | 8215 |  | 0 | 0 |  | 8215 | Arrow
| SK1 DUCTILE IRON SLOTTED GRATE 0.5M F LOAD PART#96082 | 62 | EA | 78 | 4836 |  | 0 | 0 |  | 4836
| ACO INSTALLATION DEVICE - 4" SYSTEM (2 for first 1m of trench and one for the remaining) | 35 | EA | 24 | 840 |  | 0 | 0 |  | 840
| ACO SK2 UNIVERSAL INLET/OUTLET END CAP 96823 | 2 | EA | 30 | 60 |  | 0 | 0 |  | 60
| SEALANT VULKEM 116 BUFF 300ML (30 CASE) | 30 | EA | 10.5 | 315 |  | 0 | 0 |  | 315
| Trench Drain Install |  | LS | 0 | 0 |  | 0 | 0 | 7500 | 7500 | LOM Caron Plumbing | 7500
[9 empty] | Sub Total | 147666
CODE | DESCRIPTION | Materials & Equipment |  |  |  | Labor
22 30 00 | Plumbing Equipment | Qty | Unit | U. Price | Sub Total | MHrs | U. Price | Sub Total | Quote | Total
22 33 00 | Electric Domestic Water Heaters |  | LS | 0 | 0 |  | 0 | 0 |  | 0
22 34 00 | Fuel-Fired Domestic Water Heaters |  | LS | 0 | 0 |  | 0 | 0 |  | 0
|  |  | LS | 0 | 0 |  | 0 | 0 |  | 0
|  |  | LS | 0 | 0 |  | 0 | 0 |  | 0
|  |  | LS | 0 | 0 |  | 0 | 0 |  | 0
|  |  | LS | 0 | 0 |  | 0 | 0 |  | 0
|  |  | LS | 0 | 0 |  | 0 | 0 |  | 0
[9 empty] | Sub Total | 0
CODE | DESCRIPTION | Materials & Equipment |  |  |  | Labor
22 40 00 | Plumbing Fixtures | Qty | Unit | U. Price | Sub Total | MHrs | U. Price | Sub Total | Quote | Total
|  |  | LS | 0 | 0 |  | 0 | 0 |  | 0
|  |  | LS | 0 | 0 |  | 0 | 0 |  | 0
|  |  | LS | 0 | 0 |  | 0 | 0 |  | 0
|  |  | LS | 0 | 0 |  | 0 | 0 |  | 0
|  |  | LS | 0 | 0 |  | 0 | 0 |  | 0
|  |  | LS | 0 | 0 |  | 0 | 0 |  | 0
|  |  | LS | 0 | 0 |  | 0 | 0 |  | 0
[9 empty] | Sub Total | 0
CODE | DESCRIPTION | Materials & Equipment |  |  |  | Labor
22 42 00 | Commercial Plumbing Fixtures | Qty | Unit | U. Price | Sub Total | MHrs | U. Price | Sub Total | Quote | Total
22 42 13 | Commercial Water Closets, Urinals, and Bidets |  | LS | 0 | 0 |  | 0 | 0 |  | 0
22 42 13.13 | Commercial Water Closets |  | LS | 0 | 0 |  | 0 | 0 |  | 0
22 42 13.16 | Commercial Urinals |  | LS | 0 | 0 |  | 0 | 0 |  | 0
22 42 16 | Commercial Lavatories and Sinks |  | LS | 0 | 0 |  | 0 | 0 |  | 0
22 42 16.13 | Commercial Lavatories |  | LS | 0 | 0 |  | 0 | 0 |  | 0
22 42 16.16 | Commercial Sinks |  | LS | 0 | 0 |  | 0 | 0 |  | 0
22 42 19 | Commercial Bathtubs |  | LS | 0 | 0 |  | 0 | 0 |  | 0
22 42 23 | Commercial Showers |  | LS | 0 | 0 |  | 0 | 0 |  | 0
22 42 26 | Commercial Disposers |  | LS | 0 | 0 |  | 0 | 0 |  | 0
22 42 29 | Shampoo Bowls |  | LS | 0 | 0 |  | 0 | 0 |  | 0
22 42 33 | Wash Fountains |  | LS | 0 | 0 |  | 0 | 0 |  | 0
22 42 36 | Commercial Laundry Trays |  | LS | 0 | 0 |  | 0 | 0 |  | 0
22 42 39 | Commercial Faucets, Supplies, and Trim Flushometers |  | LS | 0 | 0 |  | 0 | 0 |  | 0
22 42 43 | Flushometers |  | LS | 0 | 0 |  | 0 | 0 |  | 0
|  |  | LS | 0 | 0 |  | 0 | 0 |  | 0
|  |  | LS | 0 | 0 |  | 0 | 0 |  | 0
|  |  | LS | 0 | 0 |  | 0 | 0 |  | 0
[9 empty] | Sub Total | 0
CODE | DESCRIPTION | Materials & Equipment |  |  |  | Labor
22 45 00 | Emergency Plumbing Fixtures | Qty | Unit | U. Price | Sub Total | MHrs | U. Price | Sub Total | Quote | Total
22 45 13 | Emergency Showers |  | LS | 0 | 0 |  | 0 | 0 |  | 0
22 45 16 | Eyewash Station |  | LS | 0 | 0 |  | 0 | 0 |  | 0
|  |  | LS | 0 | 0 |  | 0 | 0 |  | 0
[9 empty] | Sub Total | 0
CODE | DESCRIPTION | Materials & Equipment |  |  |  | Labor
22 47 00 | Drinking Fountains and Water Coolers | Qty | Unit | U. Price | Sub Total | MHrs | U. Price | Sub Total | Quote | Total
|  |  | LS | 0 | 0 |  | 0 | 0 |  | 0
|  |  | LS | 0 | 0 |  | 0 | 0 |  | 0
|  |  | LS | 0 | 0 |  | 0 | 0 |  | 0
|  |  | LS | 0 | 0 |  | 0 | 0 |  | 0
|  |  | LS | 0 | 0 |  | 0 | 0 |  | 0
[9 empty] | Sub Total | 0
CODE | DESCRIPTION | Materials & Equipment |  |  |  | Labor
|  | Qty | Unit | U. Price | Sub Total | MHrs | U. Price | Sub Total | Quote | Total
|  |  | LS | 0 | 0 |  | 0 | 0 |  | 0
|  |  | LS | 0 | 0 |  | 0 | 0 |  | 0
|  |  | LS | 0 | 0 |  | 0 | 0 |  | 0
|  |  | LS | 0 | 0 |  | 0 | 0 |  | 0
[9 empty] | Sub Total | 0
[5 empty] | Material Total | Total Hours |  | Labor Total | Contractor Total | TOTAL
$ / Sq.Ft | TOTAL DIVISION 22
0 |  |  |  |  | 14266 | 0 |  | 0 | 133400 | 147666

## 23
0
[6 empty] | HVAC |  |  | Schedule
|  |  | Area: | 18786 | Sq. Ft. |  |  |  | 40 | Weeks
CODE | DESCRIPTION | Materials & Equipment |  |  |  | Labor |  |  |  |  | Sub Contractor | Quote Total | Additional Quote Info
23 07 00 | HVAC Insulation | Qty | Unit | U. Price | Sub Total | MHrs | U. Price | Sub Total | Quote | Total
| HVAC Installation |  | LS | 0 | 0 |  | 0 | 0 | 609305 | 609305 | McIntyre | 609305 | Control Included, propane Included
|  |  | LS | 0 | 0 |  | 0 | 0 | 9500 | 9500 | McIntyre | 9500 | Duct cleaning
|  |  | LS | 0 | 0 |  | 0 | 0 | 129975 | 129975 | McIntyre | 129975 | Propane
|  |  | LS | 0 | 0 |  | 0 | 0 |  | 0
|  |  | LS | 0 | 0 |  | 0 | 0 |  | 0 | Godins | 773700 | Control Included. Propane NIC
|  |  | LS | 0 | 0 |  | 0 | 0 |  | 0
[11 empty] | ConAir | 743900 | Control Included. Propane NIC
[9 empty] | Sub Total | 748780
CODE | DESCRIPTION | Materials & Equipment |  |  |  | Labor
23 08 00 | Commissioning of HVAC | Qty | Unit | U. Price | Sub Total | MHrs | U. Price | Sub Total | Quote | Total
|  |  | LS | 0 | 0 |  | 0 | 0 |  | 0
|  |  | LS | 0 | 0 |  | 0 | 0 |  | 0
|  |  | LS | 0 | 0 |  | 0 | 0 |  | 0
[9 empty] | Sub Total | 0
CODE | DESCRIPTION | Materials & Equipment |  |  |  | Labor
23 09 00 | Instrumentation and Control for HVAC | Qty | Unit | U. Price | Sub Total | MHrs | U. Price | Sub Total | Quote | Total
|  |  | LS | 0 | 0 |  | 0 | 0 |  | 0
|  |  | LS | 0 | 0 |  | 0 | 0 |  | 0
[9 empty] | Sub Total | 0
CODE | DESCRIPTION | Materials & Equipment |  |  |  | Labor
23 11 00 | Facility Fuel piping | Qty | Unit | U. Price | Sub Total | MHrs | U. Price | Sub Total | Quote | Total
23 11 23 | Facility Natural Gas Piping |  | LS | 0 | 0 |  | 0 | 0 |  | 0
|  |  | LS | 0 | 0 |  | 0 | 0 |  | 0
|  |  | LS | 0 | 0 |  | 0 | 0 |  | 0
[9 empty] | Sub Total | 0
CODE | DESCRIPTION | Materials & Equipment |  |  |  | Labor
23 13 00 | Facility Fuel Storage | Qty | Unit | U. Price | Sub Total | MHrs | U. Price | Sub Total | Quote | Total
|  |  | LS | 0 | 0 |  | 0 | 0 |  | 0
|  |  | LS | 0 | 0 |  | 0 | 0 |  | 0
|  |  | LS | 0 | 0 |  | 0 | 0 |  | 0
|  |  | LS | 0 | 0 |  | 0 | 0 |  | 0
[9 empty] | Sub Total | 0
CODE | DESCRIPTION | Materials & Equipment |  |  |  | Labor | [7 empty] | HVAC | Controls | Gas
23 20 00 | HVAC Piping and Pumps | Qty | Unit | U. Price | Sub Total | MHrs | U. Price | Sub Total | Quote | Total
|  |  | LS | 0 | 0 |  | 0 | 0 |  | 0 |  |  |  | 492409 | 74500
|  |  | LS | 0 | 0 |  | 0 | 0 |  | 0 |  |  |  | 517345 | 82555
|  |  | LS | 0 | 0 |  | 0 | 0 |  | 0 |  |  |  | 456700 | 78000 |  | Revised | 415000 | ERV breakout price | 175000
[14 empty] | 485255 | 82440 | 171125
[9 empty] | Sub Total | 0
CODE | DESCRIPTION | Materials & Equipment |  |  |  | Labor
23 23 00 | Refrigerant Piping | Qty | Unit | U. Price | Sub Total | MHrs | U. Price | Sub Total | Quote | Total
|  |  | LS | 0 | 0 |  | 0 | 0 |  | 0
[9 empty] | Sub Total | 0
CODE | DESCRIPTION | Materials & Equipment |  |  |  | Labor
23 30 00 | HVAC Air Distribution | Qty | Unit | U. Price | Sub Total | MHrs | U. Price | Sub Total | Quote | Total
23 31 00 | HVAC Ducts Adjustments | 8146 | SF | 0 | 0 |  | 0 | 0 |  | 0
23 31 12 | Metal Ducts |  | LS | 0 | 0 |  | 0 | 0 |  | 0
23 31 12.13 | Rectangular Metal Ducts |  | LS | 0 | 0 |  | 0 | 0 |  | 0
23 31 12.16 | Round and Flat-Oval Spiral Ducts |  | LS | 0 | 0 |  | 0 | 0 |  | 0
23 33 00 | Air Duct Accessories |  | LS | 0 | 0 |  | 0 | 0 |  | 0
23 33 46 | Flexible Ducts |  | LS | 0 | 0 |  | 0 | 0 |  | 0
23 34 00 | HVAC Fans |  | LS | 0 | 0 |  | 0 | 0 |  | 0
23 38 00 | Ventilation Hoods |  | LS | 0 | 0 |  | 0 | 0 |  | 0
| Exhaust and compressed air modifications | 1 | LS | 0 | 0 |  | 0 | 0 |  | 0
|  |  | LS | 0 | 0 |  | 0 | 0 |  | 0
|  |  | LS | 0 | 0 |  | 0 | 0 |  | 0
[9 empty] | Sub Total | 0
CODE | DESCRIPTION | Materials & Equipment |  |  |  | Labor
23 70 00 | Central HVAC Equipment | Qty | Unit | U. Price | Sub Total | MHrs | U. Price | Sub Total | Quote | Total
23 74 00 | Packaged Outdoor HVAC Equipment |  | LS | 0 | 0 |  | 0 | 0 |  | 0
|  |  | LS | 0 | 0 |  | 0 | 0 |  | 0
[9 empty] | Sub Total | 0
CODE | DESCRIPTION | Materials & Equipment |  |  |  | Labor
23 83 00 | Radiant Heating Units | Qty | Unit | U. Price | Sub Total | MHrs | U. Price | Sub Total | Quote | Total
|  |  | LS | 0 | 0 |  | 0 | 0 |  | 0
|  |  | LS | 0 | 0 |  | 0 | 0 |  | 0
[9 empty] | Sub Total | 0
CODE | DESCRIPTION | Materials & Equipment |  |  |  | Labor
23 84 00 | Humidity Control Equipment | Qty | Unit | U. Price | Sub Total | MHrs | U. Price | Sub Total | Quote | Total
|  |  | LS | 0 | 0 |  | 0 | 0 |  | 0
|  |  | LS | 0 | 0 |  | 0 | 0 |  | 0
[9 empty] | Sub Total | 0
CODE | DESCRIPTION | Materials & Equipment |  |  |  | Labor
|  | Qty | Unit | U. Price | Sub Total | MHrs | U. Price | Sub Total | Quote | Total
|  |  | LS | 0 | 0 |  | 0 | 0 |  | 0
|  |  | LS | 0 | 0 |  | 0 | 0 |  | 0
|  |  | LS | 0 | 0 |  | 0 | 0 |  | 0
|  |  | LS | 0 | 0 |  | 0 | 0 |  | 0
[9 empty] | Sub Total | 0
[5 empty] | Material Total | Total Hours |  | Labor Total | Contractor Total | TOTAL
$ / Sq.Ft | TOTAL DIVISION 23
0 |  |  |  |  | 0 | 0 |  | 0 | 748780 | 748780

## 25
0
[6 empty] | Controls |  |  | Schedule
|  |  | Area: | 18786 | Sq. Ft. |  |  |  | 40 | Weeks
CODE | DESCRIPTION | Materials & Equipment |  |  |  | Labor |  |  |  |  | Sub Contractor | Quote Total | Additional Quote Info
25 00 00 | Integrated Automation | Qty | Unit | U. Price | Sub Total | MHrs | U. Price | Sub Total | Quote | Total
|  |  | LS | 0 | 0 |  | 0 | 0 |  | 0
| Controls |  | LS | 0 | 0 |  | 0 | 0 | 120500 | 120500 | AEM | 120500 |  | AEM | 74300
|  |  | LS | 0 | 0 |  | 0 | 0 |  | 0 | McIntyre | 126400
|  |  | LS | 0 | 0 |  | 0 | 0 |  | 0
|  |  | LS | 0 | 0 |  | 0 | 0 |  | 0
|  |  | LS | 0 | 0 |  | 0 | 0 |  | 0
|  |  | LS | 0 | 0 |  | 0 | 0 |  | 0
|  |  | LS | 0 | 0 |  | 0 | 0 |  | 0
|  |  | LS | 0 | 0 |  | 0 | 0 |  | 0
|  |  | LS | 0 | 0 |  | 0 | 0 |  | 0
|  |  | LS | 0 | 0 |  | 0 | 0 |  | 0
|  |  | LS | 0 | 0 |  | 0 | 0 |  | 0
[9 empty] | Sub Total | 120500
CODE | DESCRIPTION | Materials & Equipment |  |  |  | Labor
|  | Qty | Unit | U. Price | Sub Total | MHrs | U. Price | Sub Total | Quote | Total
|  |  | LS | 0 | 0 |  | 0 | 0 |  | 0
|  |  | LS | 0 | 0 |  | 0 | 0 |  | 0
|  |  | LS | 0 | 0 |  | 0 | 0 |  | 0
|  |  | LS | 0 | 0 |  | 0 | 0 |  | 0
|  |  | LS | 0 | 0 |  | 0 | 0 |  | 0
|  |  | LS | 0 | 0 |  | 0 | 0 |  | 0
|  |  | LS | 0 | 0 |  | 0 | 0 |  | 0
[9 empty] | Sub Total | 0
CODE | DESCRIPTION | Materials & Equipment |  |  |  | Labor
|  | Qty | Unit | U. Price | Sub Total | MHrs | U. Price | Sub Total | Quote | Total
|  |  | LS | 0 | 0 |  | 0 | 0 |  | 0
|  |  | LS | 0 | 0 |  | 0 | 0 |  | 0
|  |  | LS | 0 | 0 |  | 0 | 0 |  | 0
[9 empty] | Sub Total | 0
CODE | DESCRIPTION | Materials & Equipment |  |  |  | Labor
|  | Qty | Unit | U. Price | Sub Total | MHrs | U. Price | Sub Total | Quote | Total
|  |  | LS | 0 | 0 |  | 0 | 0 |  | 0
|  |  | LS | 0 | 0 |  | 0 | 0 |  | 0
|  |  | LS | 0 | 0 |  | 0 | 0 |  | 0
|  |  | LS | 0 | 0 |  | 0 | 0 |  | 0
[9 empty] | Sub Total | 0
[5 empty] | Material Total | Total Hours |  | Labor Total | Contractor Total | TOTAL
$ / Sq.Ft | TOTAL DIVISION 25
0 |  |  |  |  | 0 | 0 |  | 0 | 120500 | 120500

## 26
0
[6 empty] | Electrical |  |  | Schedule
|  |  | Area: | 18786 | Sq. Ft. |  |  |  | 40 | Weeks
[11 empty] | sub | qty | units | unit $ | ext
CODE | DESCRIPTION | Materials & Equipment |  |  |  | Labor |  |  |  |  | Sub Contractor | Quote Total | Additional Quote Info
26 09 00 | Instrumentation and Controls for Electrical Systems | Qty | Unit | U. Price | Sub Total | MHrs | U. Price | Sub Total | Quote | Total
26 09 13 | Electrical Installation | 18786 | SF | 0 | 0 |  | 0 | 0 | 443495 | 443495 | D&L | 443495 | Trailer connection included. Fire Alarm panel |  | Revised | #VALUE! | D&L | 649985 | Only included 1 trailer connection
|  |  | LS | 0 | 0 |  | 0 | 0 |  | 0 | D&L | 85000 | Lighting Package breakout cost
| Allowance for second trailer & porta poty |  | LS | 0 | 0 |  | 0 | 0 | 4000 | 4000 | D&L | 70000 | Lighting Package alternative spec breakout cost
|  |  | LS | 0 | 0 |  | 0 | 0 |  | 0
|  |  | LS | 0 | 0 |  | 0 | 0 |  | 0 | Maltais | 505000
|  |  | LS | 0 | 0 |  | 0 | 0 |  | 0
|  |  | LS | 0 | 0 |  | 0 | 0 |  | 0
|  |  | LS | 0 | 0 |  | 0 | 0 |  | 0
|  |  | LS | 0 | 0 |  | 0 | 0 |  | 0
|  |  | LS | 0 | 0 |  | 0 | 0 |  | 0
|  |  | LS | 0 | 0 |  | 0 | 0 |  | 0
|  |  | LS | 0 | 0 |  | 0 | 0 |  | 0
[9 empty] | Sub Total | 447495
CODE | DESCRIPTION | Materials & Equipment |  |  |  | Labor
26 10 00 | Medium-Voltage Electrical Distribution | Qty | Unit | U. Price | Sub Total | MHrs | U. Price | Sub Total | Quote | Total
26 11 00 | Substations |  | LS | 0 | 0 |  | 0 | 0 |  | 0
26 12 00 | Medium Voltage Transformer |  | LS | 0 | 0 |  | 0 | 0 |  | 0
26 13 00 | Medium Voltage Switchgear |  | LS | 0 | 0 |  | 0 | 0 |  | 0
26 16 00 | Medium-Voltage Metering |  | LS | 0 | 0 |  | 0 | 0 |  | 0
26 18 00 | Medium-Voltage Circuit Protection Devices |  | LS | 0 | 0 |  | 0 | 0 |  | 0
|  |  | LS | 0 | 0 |  | 0 | 0 |  | 0
|  |  | LS | 0 | 0 |  | 0 | 0 |  | 0
[9 empty] | Sub Total | 0
CODE | DESCRIPTION | Materials & Equipment |  |  |  | Labor
26 50 00 | Lighting | Qty | Unit | U. Price | Sub Total | MHrs | U. Price | Sub Total | Quote | Total
26 51 00 | Interior Lighting |  | LS | 0 | 0 |  | 0 | 0 |  | 0
26 52 00 | Safety Lighting |  | LS | 0 | 0 |  | 0 | 0 |  | 0
26 56 00 | Exterior Lighting |  | LS | 0 | 0 |  | 0 | 0 |  | 0
[9 empty] | Sub Total | 0
CODE | DESCRIPTION | Materials & Equipment |  |  |  | Labor
|  | Qty | Unit | U. Price | Sub Total | MHrs | U. Price | Sub Total | Quote | Total
|  |  | LS | 0 | 0 |  | 0 | 0 |  | 0
|  |  | LS | 0 | 0 |  | 0 | 0 |  | 0
|  |  | LS | 0 | 0 |  | 0 | 0 |  | 0
|  |  | LS | 0 | 0 |  | 0 | 0 |  | 0
|  |  | LS | 0 | 0 |  | 0 | 0 |  | 0
[9 empty] | Sub Total | 0
[5 empty] | Material Total | Total Hours |  | Labor Total | Contractor Total | TOTAL
$ / Sq.Ft | TOTAL DIVISION 26
23.8207 |  |  |  |  | 0 | 0 |  | 0 | 447495 | 447495

## 27
0
[6 empty] | Communications |  |  | Schedule
|  |  | Area: | 18786 | Sq. Ft. |  |  |  | 40 | Weeks
CODE | DESCRIPTION | Materials & Equipment |  |  |  | Labor |  |  |  |  | Sub Contractor | Quote Total | Additional Quote Info
27 10 00 | Structured Cabling | Qty | Unit | U. Price | Sub Total | MHrs | U. Price | Sub Total | Quote | Total
|  |  | LS | 0 | 0 |  | 0 | 0 |  | 0
|  |  | LS | 0 | 0 |  | 0 | 0 |  | 0
|  |  | LS | 0 | 0 |  | 0 | 0 |  | 0
|  |  | LS | 0 | 0 |  | 0 | 0 |  | 0
|  |  | LS | 0 | 0 |  | 0 | 0 |  | 0
|  |  | LS | 0 | 0 |  | 0 | 0 |  | 0
|  |  | LS | 0 | 0 |  | 0 | 0 |  | 0
|  |  | LS | 0 | 0 |  | 0 | 0 |  | 0
|  |  | LS | 0 | 0 |  | 0 | 0 |  | 0
|  |  | LS | 0 | 0 |  | 0 | 0 |  | 0
|  |  | LS | 0 | 0 |  | 0 | 0 |  | 0
|  |  | LS | 0 | 0 |  | 0 | 0 |  | 0
[9 empty] | Sub Total | 0
CODE | DESCRIPTION | Materials & Equipment |  |  |  | Labor
27 20 00 | Data Communications | Qty | Unit | U. Price | Sub Total | MHrs | U. Price | Sub Total | Quote | Total
27 21 00 | Data Communications Network Equipment |  | LS | 0 | 0 |  | 0 | 0 |  | 0
27 22 00 | Data Communications Hardware |  | LS | 0 | 0 |  | 0 | 0 |  | 0
|  |  | LS | 0 | 0 |  | 0 | 0 |  | 0
|  |  | LS | 0 | 0 |  | 0 | 0 |  | 0
|  |  | LS | 0 | 0 |  | 0 | 0 |  | 0
|  |  | LS | 0 | 0 |  | 0 | 0 |  | 0
|  |  | LS | 0 | 0 |  | 0 | 0 |  | 0
[9 empty] | Sub Total | 0
CODE | DESCRIPTION | Materials & Equipment |  |  |  | Labor
27 30 00 | Voice Communications | Qty | Unit | U. Price | Sub Total | MHrs | U. Price | Sub Total | Quote | Total
|  |  | LS | 0 | 0 |  | 0 | 0 |  | 0
|  |  | LS | 0 | 0 |  | 0 | 0 |  | 0
|  |  | LS | 0 | 0 |  | 0 | 0 |  | 0
[9 empty] | Sub Total | 0
CODE | DESCRIPTION | Materials & Equipment |  |  |  | Labor
27 40 00 | Audio-Voice Communications | Qty | Unit | U. Price | Sub Total | MHrs | U. Price | Sub Total | Quote | Total
|  |  | LS | 0 | 0 |  | 0 | 0 |  | 0
|  |  | LS | 0 | 0 |  | 0 | 0 |  | 0
|  |  | LS | 0 | 0 |  | 0 | 0 |  | 0
|  |  | LS | 0 | 0 |  | 0 | 0 |  | 0
|  |  | LS | 0 | 0 |  | 0 | 0 |  | 0
[9 empty] | Sub Total | 0
CODE | DESCRIPTION | Materials & Equipment |  |  |  | Labor
27 50 00 | Distributed Communications and Monitoring Systems | Qty | Unit | U. Price | Sub Total | MHrs | U. Price | Sub Total | Quote | Total
|  |  | LS | 0 | 0 |  | 0 | 0 |  | 0
|  |  | LS | 0 | 0 |  | 0 | 0 |  | 0
|  |  | LS | 0 | 0 |  | 0 | 0 |  | 0
|  |  | LS | 0 | 0 |  | 0 | 0 |  | 0
|  |  | LS | 0 | 0 |  | 0 | 0 |  | 0
|  |  | LS | 0 | 0 |  | 0 | 0 |  | 0
|  |  | LS | 0 | 0 |  | 0 | 0 |  | 0
[9 empty] | Sub Total | 0
CODE | DESCRIPTION | Materials & Equipment |  |  |  | Labor
|  | Qty | Unit | U. Price | Sub Total | MHrs | U. Price | Sub Total | Quote | Total
|  |  | LS | 0 | 0 |  | 0 | 0 |  | 0
|  |  | LS | 0 | 0 |  | 0 | 0 |  | 0
|  |  | LS | 0 | 0 |  | 0 | 0 |  | 0
|  |  | LS | 0 | 0 |  | 0 | 0 |  | 0
|  |  | LS | 0 | 0 |  | 0 | 0 |  | 0
[9 empty] | Sub Total | 0
CODE | DESCRIPTION | Materials & Equipment |  |  |  | Labor
|  | Qty | Unit | U. Price | Sub Total | MHrs | U. Price | Sub Total | Quote | Total
|  |  | LS | 0 | 0 |  | 0 | 0 |  | 0
|  |  | LS | 0 | 0 |  | 0 | 0 |  | 0
|  |  | LS | 0 | 0 |  | 0 | 0 |  | 0
[9 empty] | Sub Total | 0
CODE | DESCRIPTION | Materials & Equipment |  |  |  | Labor
|  | Qty | Unit | U. Price | Sub Total | MHrs | U. Price | Sub Total | Quote | Total
|  |  | LS | 0 | 0 |  | 0 | 0 |  | 0
|  |  | LS | 0 | 0 |  | 0 | 0 |  | 0
|  |  | LS | 0 | 0 |  | 0 | 0 |  | 0
|  |  | LS | 0 | 0 |  | 0 | 0 |  | 0
|  |  | LS | 0 | 0 |  | 0 | 0 |  | 0
[9 empty] | Sub Total | 0
CODE | DESCRIPTION | Materials & Equipment |  |  |  | Labor
|  | Qty | Unit | U. Price | Sub Total | MHrs | U. Price | Sub Total | Quote | Total
|  |  | LS | 0 | 0 |  | 0 | 0 |  | 0
|  |  | LS | 0 | 0 |  | 0 | 0 |  | 0
|  |  | LS | 0 | 0 |  | 0 | 0 |  | 0
|  |  | LS | 0 | 0 |  | 0 | 0 |  | 0
[9 empty] | Sub Total | 0
[5 empty] | Material Total | Total Hours |  | Labor Total | Contractor Total | TOTAL
$ / Sq.Ft | TOTAL DIVISION 27
0 |  |  |  |  | 0 | 0 |  | 0 | 0 | 0

## 28
0
[6 empty] | Security |  |  | Schedule
|  |  | Area: | 18786 | Sq. Ft. |  |  |  | 40 | Weeks
CODE | DESCRIPTION | Materials & Equipment |  |  |  | Labor |  |  |  |  | Sub Contractor | Quote Total | Additional Quote Info
28 10 00 | Access Control | Qty | Unit | U. Price | Sub Total | MHrs | U. Price | Sub Total | Quote | Total
28 15 00 | Access Control Hardware Devices |  | LS | 0 | 0 |  | 0 | 0 |  | 0
|  |  | LS | 0 | 0 |  | 0 | 0 |  | 0
|  |  | LS | 0 | 0 |  | 0 | 0 |  | 0
|  |  | LS | 0 | 0 |  | 0 | 0 |  | 0
|  |  | LS | 0 | 0 |  | 0 | 0 |  | 0
|  |  | LS | 0 | 0 |  | 0 | 0 |  | 0
|  |  | LS | 0 | 0 |  | 0 | 0 |  | 0
|  |  | LS | 0 | 0 |  | 0 | 0 |  | 0
|  |  | LS | 0 | 0 |  | 0 | 0 |  | 0
|  |  | LS | 0 | 0 |  | 0 | 0 |  | 0
|  |  | LS | 0 | 0 |  | 0 | 0 |  | 0
|  |  | LS | 0 | 0 |  | 0 | 0 |  | 0
[9 empty] | Sub Total | 0
CODE | DESCRIPTION | Materials & Equipment |  |  |  | Labor
28 20 00 | Video Surveillance | Qty | Unit | U. Price | Sub Total | MHrs | U. Price | Sub Total | Quote | Total
|  |  | LS | 0 | 0 |  | 0 | 0 |  | 0
|  |  | LS | 0 | 0 |  | 0 | 0 |  | 0
|  |  | LS | 0 | 0 |  | 0 | 0 |  | 0
|  |  | LS | 0 | 0 |  | 0 | 0 |  | 0
|  |  | LS | 0 | 0 |  | 0 | 0 |  | 0
|  |  | LS | 0 | 0 |  | 0 | 0 |  | 0
|  |  | LS | 0 | 0 |  | 0 | 0 |  | 0
[9 empty] | Sub Total | 0
CODE | DESCRIPTION | Materials & Equipment |  |  |  | Labor
28 30 00 | Security Detection, Aarm, and Monitoring | Qty | Unit | U. Price | Sub Total | MHrs | U. Price | Sub Total | Quote | Total
|  |  | LS | 0 | 0 |  | 0 | 0 |  | 0
|  |  | LS | 0 | 0 |  | 0 | 0 |  | 0
|  |  | LS | 0 | 0 |  | 0 | 0 |  | 0
[9 empty] | Sub Total | 0
CODE | DESCRIPTION | Materials & Equipment |  |  |  | Labor
28 40 00 | Life Safety | Qty | Unit | U. Price | Sub Total | MHrs | U. Price | Sub Total | Quote | Total
28 46 00 | Fire Detection and Alarm |  | LS | 0 | 0 |  | 0 | 0 |  | 0
|  |  | LS | 0 | 0 |  | 0 | 0 |  | 0
|  |  | LS | 0 | 0 |  | 0 | 0 |  | 0
|  |  | LS | 0 | 0 |  | 0 | 0 |  | 0
|  |  | LS | 0 | 0 |  | 0 | 0 |  | 0
[9 empty] | Sub Total | 0
[5 empty] | Material Total | Total Hours |  | Labor Total | Contractor Total | TOTAL
$ / Sq.Ft | TOTAL DIVISION 28
0 |  |  |  |  | 0 | 0 |  | 0 | 0 | 0

## 31
0
[6 empty] | Earthwork |  |  | Schedule
|  |  | Area: | 18786 | Sq. Ft. |  |  |  | 40 | Weeks
CODE | DESCRIPTION | Materials & Equipment |  |  |  | Labor |  |  |  |  | Sub Contractor | Quote Total | Additional Quote Info
31 10 00 | Site Clearing | Qty | Unit | U. Price | Sub Total | MHrs | U. Price | Sub Total | Quote | Total
31 10 00 | Site Clearing |  | LS | 0 | 0 |  | 0 | 0 |  | 0
31 11 00 | Clearing and Grubbing |  | LS | 0 | 0 |  | 0 | 0 |  | 0
|  |  | LS | 0 | 0 |  | 0 | 0 |  | 0
|  |  | LS | 0 | 0 |  | 0 | 0 |  | 0
|  |  | LS | 0 | 0 |  | 0 | 0 |  | 0
|  |  | LS | 0 | 0 |  | 0 | 0 |  | 0
|  |  | LS | 0 | 0 |  | 0 | 0 |  | 0
|  |  | LS | 0 | 0 |  | 0 | 0 |  | 0
|  |  | LS | 0 | 0 |  | 0 | 0 |  | 0
|  |  | LS | 0 | 0 |  | 0 | 0 |  | 0
|  |  | LS | 0 | 0 |  | 0 | 0 |  | 0
|  |  | LS | 0 | 0 |  | 0 | 0 |  | 0
[9 empty] | Sub Total | 0
CODE | DESCRIPTION | Materials & Equipment |  |  |  | Labor
31 20 00 | Earth Moving | Qty | Unit | U. Price | Sub Total | MHrs | U. Price | Sub Total | Quote | Total
31 22 00 | Grading |  | LS | 0 | 0 |  | 0 | 0 |  | 0
31 22 13 | Rough Grading |  | LS | 0 | 0 |  | 0 | 0 | 0 | 0
31 22 16 | Fine Grading |  | LS | 0 | 0 |  | 0 | 0 |  | 0 | Lurette | 35759.4 | Excavation and Backfill | Lurette | 143903.89 | Includes Sidewalk, pave, exterior drainage, temporary connection to portable WC(not required) and asphalt painting
31 23 00 | Excavation and Fill | 0 | LS | 12500 | 0 |  | 0 | 0 | 35759.4 | 35759.4
31 23 13 | Subgrade Preparation for new slab, trenching for plumbing | 0 | LS | 8500 | 0 |  | 0 | 0 |  | 0 |  |  |  | Lurette | 34589.8 | Wall Thickening and Vestibule Foundation
31 23 16 | Excavation and Fill |  | LS | 0 | 0 |  | 0 | 0 |  | 0
31 23 16.13 | Trenching |  | LS | 0 | 0 |  | 0 | 0 |  | 0 |  |  |  | Lurette | 73724.3 | Removal of slab and gradings
31 23 16.16 | Interior Plumbing trenching excavation | 1 | ea | 0 | 0 |  | 0 | 0 |  | 0
31 23 16.26 | Rock Removal |  | LS | 0 | 0 |  | 0 | 0 |  | 0
31 23 19 | Dewatering |  | LS | 0 | 0 |  | 0 | 0 |  | 0
31 23 23 | Fill |  | LS | 0 | 0 |  | 0 | 0 |  | 0
31 23 23.13 | Backfill |  | LS | 0 | 0 |  | 0 | 0 |  | 0
31 23 23.23 | Compaction |  | LS | 0 | 0 |  | 0 | 0 |  | 0
31 23 23.33 | Flowable Fill |  | LS | 0 | 0 |  | 0 | 0 |  | 0
31 23 23.43 | Geofoam |  | LS | 0 | 0 |  | 0 | 0 |  | 0
31 23 33 | Trenching and Backfilling |  | LS | 0 | 0 |  | 0 | 0 |  | 0
31 25 00 | Erosion nd Sedimentation Controls |  | LS | 0 | 0 |  | 0 | 0 |  | 0
|  |  | LS | 0 | 0 |  | 0 | 0 |  | 0
|  |  | LS | 0 | 0 |  | 0 | 0 |  | 0
[9 empty] | Sub Total | 35759.4
CODE | DESCRIPTION | Materials & Equipment |  |  |  | Labor
31 37 00 | Riprap | Qty | Unit | U. Price | Sub Total | MHrs | U. Price | Sub Total | Quote | Total
|  |  | LS | 0 | 0 |  | 0 | 0 |  | 0
|  |  | LS | 0 | 0 |  | 0 | 0 |  | 0
|  |  | LS | 0 | 0 |  | 0 | 0 |  | 0
[9 empty] | Sub Total | 0
CODE | DESCRIPTION | Materials & Equipment |  |  |  | Labor
31 70 00 | Tunneling | Qty | Unit | U. Price | Sub Total | MHrs | U. Price | Sub Total | Quote | Total
|  |  | LS | 0 | 0 |  | 0 | 0 |  | 0
|  |  | LS | 0 | 0 |  | 0 | 0 |  | 0
|  |  | LS | 0 | 0 |  | 0 | 0 |  | 0
|  |  | LS | 0 | 0 |  | 0 | 0 |  | 0
|  |  | LS | 0 | 0 |  | 0 | 0 |  | 0
[9 empty] | Sub Total | 0
[5 empty] | Material Total | Total Hours |  | Labor Total | Contractor Total | TOTAL
$ / Sq.Ft | TOTAL DIVISION 31
0 |  |  |  |  | 0 | 0 |  | 0 | 35759.4 | 35759.4

## 32
0
[6 empty] | Exterior Improvements |  |  | Schedule
|  |  | Area: | 18786 | Sq. Ft. |  |  |  | 40 | Weeks
CODE | DESCRIPTION | Materials & Equipment |  |  |  | Labor |  |  |  |  | Sub Contractor | Quote Total | Additional Quote Info
32 10 00 | Bases, Ballasts, and Paving | Qty | Unit | U. Price | Sub Total | MHrs | U. Price | Sub Total | Quote | Total
32 11 00 | Base Course |  | LS | 0 | 0 |  | 0 | 0 |  | 0
32 12 00 | Flexible Paving |  | LS | 0 | 0 |  | 0 | 0 |  | 0
32 14 00 | Asphalt patch allowance | 124 | M2 | 30 | 3720 |  | 0 | 0 |  | 3720 | Hogan - 273 Acadie | 26
|  |  | LS | 0 | 0 |  | 0 | 0 |  | 0
|  |  | LS | 0 | 0 |  | 0 | 0 |  | 0
|  |  | LS | 0 | 0 |  | 0 | 0 |  | 0
|  |  | LS | 0 | 0 |  | 0 | 0 |  | 0
|  |  | LS | 0 | 0 |  | 0 | 0 |  | 0
|  |  | LS | 0 | 0 |  | 0 | 0 |  | 0
[9 empty] | Sub Total | 3720
CODE | DESCRIPTION | Materials & Equipment |  |  |  | Labor
32 16 00 | Curbs, Gutters, Sidewalks, and Driveways | Qty | Unit | U. Price | Sub Total | MHrs | U. Price | Sub Total | Quote | Total
32 16 13 | Curbs and Gutters | 68 | m | 100 | 0 |  | 0 | 0 |  | 0 | LCA | 50955.46 | Removal and replacement
32 16 13.13 | Cast-In-Place Concrete Curbs and Gutters |  | LS | 0 | 0 |  | 0 | 0 |  | 0 |  | 8000 | crushed rock if required
32 16 13.16 | Steel Faced Curbs |  | LS | 0 | 0 |  | 0 | 0 |  | 0
32 16 13.23 | Precast Concrete Curbs and Gutters |  | LS | 0 | 0 |  | 0 | 0 |  | 0 | Lurette | 95009.04
32 16 13.33 | Asphalt Curbs |  | LS | 0 | 0 |  | 0 | 0 |  | 0
32 16 13.43 | Stone Curbs |  | LS | 0 | 0 |  | 0 | 0 |  | 0
32 16 23 | Sidewalks | 122 | m2 | 100 | 0 |  | 0 | 0 | 50955.46 | 50955.46
32 16 33 | Driveways |  | LS |  | 0 |  | 0 | 0 | 8000 | 8000
[9 empty] | Sub Total | 58955.46
CODE | DESCRIPTION | Materials & Equipment |  |  |  | Labor
32 17 00 | Paving Specialties | Qty | Unit | U. Price | Sub Total | MHrs | U. Price | Sub Total | Quote | Total
32 17 13 | Parking Bumpers |  | LS | 0 | 0 |  | 0 | 0 |  | 0
32 17 23 | Pavement Markings |  | LS | 0 | 0 |  | 0 | 0 |  | 0
|  |  | LS | 0 | 0 |  | 0 | 0 |  | 0
[9 empty] | Sub Total | 0
CODE | DESCRIPTION | Materials & Equipment |  |  |  | Labor
32 30 00 | Site Improvements | Qty | Unit | U. Price | Sub Total | MHrs | U. Price | Sub Total | Quote | Total
32 31 00 | Fences and Gates |  | LS | 0 | 0 |  | 0 | 0 |  | 0
32 32 00 | Retaining Walls |  | LS | 0 | 0 |  | 0 | 0 |  | 0
32 33 00 | Site Furnishing |  | LS | 0 | 0 |  | 0 | 0 |  | 0
32 33 23 | Site Trash and Litter Receptacles |  | LS | 0 | 0 |  | 0 | 0 |  | 0
|  |  | LS | 0 | 0 |  | 0 | 0 |  | 0
[9 empty] | Sub Total | 0
CODE | DESCRIPTION | Materials & Equipment |  |  |  | Labor
32 90 00 | Planting | Qty | Unit | U. Price | Sub Total | MHrs | U. Price | Sub Total | Quote | Total
32 91 00 | Planting Preparation |  | LS | 0 | 0 |  | 0 | 0 |  | 0
32 92 00 | Turf and Grasses |  | LS | 0 | 0 |  | 0 | 0 |  | 0
32 93 00 | Plants |  | LS | 0 | 0 |  | 0 | 0 |  | 0
|  |  | LS | 0 | 0 |  | 0 | 0 |  | 0
|  |  | LS | 0 | 0 |  | 0 | 0 |  | 0
|  |  | LS | 0 | 0 |  | 0 | 0 |  | 0
|  |  | LS | 0 | 0 |  | 0 | 0 |  | 0
[9 empty] | Sub Total | 0
CODE | DESCRIPTION | Materials & Equipment |  |  |  | Labor
|  | Qty | Unit | U. Price | Sub Total | MHrs | U. Price | Sub Total | Quote | Total
|  |  | LS | 0 | 0 |  | 0 | 0 |  | 0
|  |  | LS | 0 | 0 |  | 0 | 0 |  | 0
|  |  | LS | 0 | 0 |  | 0 | 0 |  | 0
|  |  | LS | 0 | 0 |  | 0 | 0 |  | 0
|  |  | LS | 0 | 0 |  | 0 | 0 |  | 0
[9 empty] | Sub Total | 0
CODE | DESCRIPTION | Materials & Equipment |  |  |  | Labor
|  | Qty | Unit | U. Price | Sub Total | MHrs | U. Price | Sub Total | Quote | Total
|  |  | LS | 0 | 0 |  | 0 | 0 |  | 0
|  |  | LS | 0 | 0 |  | 0 | 0 |  | 0
|  |  | LS | 0 | 0 |  | 0 | 0 |  | 0
[9 empty] | Sub Total | 0
CODE | DESCRIPTION | Materials & Equipment |  |  |  | Labor
|  | Qty | Unit | U. Price | Sub Total | MHrs | U. Price | Sub Total | Quote | Total
|  |  | LS | 0 | 0 |  | 0 | 0 |  | 0
|  |  | LS | 0 | 0 |  | 0 | 0 |  | 0
|  |  | LS | 0 | 0 |  | 0 | 0 |  | 0
|  |  | LS | 0 | 0 |  | 0 | 0 |  | 0
|  |  | LS | 0 | 0 |  | 0 | 0 |  | 0
[9 empty] | Sub Total | 0
CODE | DESCRIPTION | Materials & Equipment |  |  |  | Labor
|  | Qty | Unit | U. Price | Sub Total | MHrs | U. Price | Sub Total | Quote | Total
|  |  | LS | 0 | 0 |  | 0 | 0 |  | 0
|  |  | LS | 0 | 0 |  | 0 | 0 |  | 0
|  |  | LS | 0 | 0 |  | 0 | 0 |  | 0
|  |  | LS | 0 | 0 |  | 0 | 0 |  | 0
[9 empty] | Sub Total | 0
[5 empty] | Material Total | Total Hours |  | Labor Total | Contractor Total | TOTAL
$ / Sq.Ft | TOTAL DIVISION 32
0 |  |  |  |  | 3720 | 0 |  | 0 | 58955.46 | 62675.46

## 33
0
[6 empty] | Utilities |  |  | Schedule
|  |  | Area: | 18786 | Sq. Ft. |  |  |  | 40 | Weeks
CODE | DESCRIPTION | Materials & Equipment |  |  |  | Labor |  |  |  |  | Sub Contractor | Quote Total | Additional Quote Info
33 10 00 | Water Utilities | Qty | Unit | U. Price | Sub Total | MHrs | U. Price | Sub Total | Quote | Total
33 11 00 | Groundwater Sources |  | LS | 0 | 0 |  | 0 | 0 |  | 0
33 14 00 | Water Utility Transmission and Distribution |  | LS | 0 | 0 |  | 0 | 0 |  | 0
|  |  | LS | 0 | 0 |  | 0 | 0 |  | 0
|  |  | LS | 0 | 0 |  | 0 | 0 |  | 0
|  |  | LS | 0 | 0 |  | 0 | 0 |  | 0
|  |  | LS | 0 | 0 |  | 0 | 0 |  | 0
|  |  | LS | 0 | 0 |  | 0 | 0 |  | 0
|  |  | LS | 0 | 0 |  | 0 | 0 |  | 0
|  |  | LS | 0 | 0 |  | 0 | 0 |  | 0
|  |  | LS | 0 | 0 |  | 0 | 0 |  | 0
|  |  | LS | 0 | 0 |  | 0 | 0 |  | 0
|  |  | LS | 0 | 0 |  | 0 | 0 |  | 0
[9 empty] | Sub Total | 0
CODE | DESCRIPTION | Materials & Equipment |  |  |  | Labor
33 30 00 | Sanitary Sewerage | Qty | Unit | U. Price | Sub Total | MHrs | U. Price | Sub Total | Quote | Total
33 31 00 | Sanitary Sewerage Piping | 0 | m | 110 | 0 |  | 0 | 0 |  | 0
33 32 00 | Sanitary Sewerage Equipment |  | LS | 0 | 0 |  | 0 | 0 |  | 0
|  |  | LS | 0 | 0 |  | 0 | 0 |  | 0
|  |  | LS | 0 | 0 |  | 0 | 0 |  | 0
|  |  | LS | 0 | 0 |  | 0 | 0 |  | 0
|  |  | LS | 0 | 0 |  | 0 | 0 |  | 0
|  |  | LS | 0 | 0 |  | 0 | 0 |  | 0
[9 empty] | Sub Total | 0
CODE | DESCRIPTION | Materials & Equipment |  |  |  | Labor
33 40 00 | Stormwater Utilities | Qty | Unit | U. Price | Sub Total | MHrs | U. Price | Sub Total | Quote | Total
33 41 00 | Subdrainage |  | LS | 0 | 0 |  | 0 | 0 |  | 0
33 41 13 | Foundation Drainage |  | LS | 0 | 0 |  | 0 | 0 |  | 0
33 42 00 | Stormwater Conveyance |  | LS | 0 | 0 |  | 0 | 0 |  | 0
33 46 00 | Stormwater Management |  | LS | 0 | 0 |  | 0 | 0 |  | 0
[9 empty] | Sub Total | 0
CODE | DESCRIPTION | Materials & Equipment |  |  |  | Labor
33 70 00 | Electrical Utilities | Qty | Unit | U. Price | Sub Total | MHrs | U. Price | Sub Total | Quote | Total
33 71 00 | Electrical Utilities Transmission and Distribution |  | LS | 0 | 0 |  | 0 | 0 |  | 0
33 71 19 | Electrical Underground Ducts, Ductbanks, and Manholes |  | LS | 0 | 0 |  | 0 | 0 |  | 0
|  |  | LS | 0 | 0 |  | 0 | 0 |  | 0
|  |  | LS | 0 | 0 |  | 0 | 0 |  | 0
|  |  | LS | 0 | 0 |  | 0 | 0 |  | 0
[9 empty] | Sub Total | 0
[5 empty] | Material Total | Total Hours |  | Labor Total | Contractor Total | TOTAL
$ / Sq.Ft | TOTAL DIVISION 33
0 |  |  |  |  | 0 | 0 |  | 0 | 0 | 0