## Cost Data
Division | 2
| 01 00 00 | General Requirements
| 01 11 00 | Preconstruction Costs | 5000
| 01 31 00 | Project Management and Coordination | 253500
| 01 41 00 | Permits | 66020.5427
| 01 45 00 | Quality Control | 29000
| 01 51 00 | Temporary Utilities | 19500
| 01 52 00 | Construction Facilities | 39256.5065
| 01 54 00 | Construction Aids | 246510.3819
| 01 56 00 | Temporary Barriers & Enclosures | 19170
| 01 74 00 | Cleaning & Waste Management | 88789.5
Division | 2
| 02 00 00 | Existing Conditions
| 02 41 00 | Demolition | 0
| 02 82 00 | Asbestos Remediation | 0
| 02 83 00 | Trenching | 0
Division | 3
| 03 00 00 | Concrete
| 03 11 00 | Concrete Forming | 545000
| 03 20 00 | Concrete Reinforcing | 460000
| 03 30 00 | Cast-in-Place Concrete | 467125.5
| 03 35 00 | Concrete Finishing | 83818
| 03 40 00 | Precast Concrete | 39060
| 03 60 00 | Grouting | 88182.62
Division | 4
| 04 00 00 | Masonry
| 04 20 00 | Unit Masonry | 259739.68
| 04 43 00 | Stone Masonry | 0
Division | 5
| 05 00 00 | Metals
| 05 12 00 | Structural Steel Framing | 108150
| 05 20 00 | Metal Joists | 0
| 05 30 00 | Metal Decking | 0
| 05 51 00 | Metal Stairs | 0
| 05 52 00 | Metal Railings | 0
| 05 59 00 | Metal Specialties | 0
Division | 6
| 06 00 00 | Wood, Plastics, and Composites
| 06 11 00 | Framing | 229642.25
| 06 20 00 | Finish Carpentry | 834006.5
| 06 22 00 | Millwork | 201000
| 06 41 00 | Architechtural Wood Casework | 174000
| 06 42 00 | Wood Paneling | 0
| 06 43 00 | Wood Stairs and Railings | 0
| 06 46 00 | Wood Trim | 0
| 06 48 00 | Wood Frames | 0
Division | 7
| 07 00 00 | Thermal and Moisture Protection
| 07 21 00 | Thermal Insulation | 156477.66
| 07 24 00 | EIFS | 0
| 07 31 00 | Shingles | 0
| 07 42 00 | Wall Panels | 0
| 07 46 00 | Siding | 658750
| 07 52 00 | Modified Bituminous Membrane Roofing | 259050
| 07 53 00 | Elastomeric Membrane Roofing | 0
| 07 62 00 | Sheet Metal Flashing and Trim | 0
| 07 63 00 | Sheet Metal Roofing Specialties | 0
| 07 64 00 | Sheet Metal Wall Cladding | 0
| 07 72 00 | Roof Accessories | 0
| 07 81 00 | Applied Fireproofing | 51608.43
| 07 90 00 | Joint Protection | 23030
Division | 8
| 08 00 00 | Openings
| 08 11 00 | Metal Doors and Frames | 172203
| 08 14 00 | Wood Doors | 0
| 08 31 00 | Access Doors and Panels | 0
| 08 32 00 | Sliding Gates | 0
| 08 33 00 | Coiling Doors and Drilles | 27500
| 08 34 00 | Special Function Doors | 0
| 08 38 00 | Traffic Doors | 0
| 08 41 00 | Entrances and Storefronts | 120941
| 08 44 00 | Curtain Wall and Glazed Assemblies | 0
| 08 50 00 | Windows | 145762.72
| 08 70 00 | Hardware | 0
| 08 81 00 | Glass Glazing | 0
| 08 83 00 | Mirrors | 0
| 08 87 00 | Glazing Surface Films | 0
| 08 91 00 | Louvers | 0
Division | 9
| 09 00 00 | Finishes
| 09 20 00 | Plaster and Gypsum Board | 720000
| 09 30 00 | Tiling | 0
| 09 50 00 | Ceiling | 0
| 09 60 00 | Flooring | 177048
| 09 72 00 | Wall Coverings | 0
| 09 91 00 | Painting | 123000
Division | 10
| 10 00 00 | Specialties
| 10 11 00 | Visual Display Units | 0
| 10 14 00 | Signage | 0
| 10 20 00 | Interior Specialties | 19450
| 10 44 00 | Fire Protection Specialties | 0
| 10 51 00 | Lockers | 39341.4286
| 10 57 00 | Wardrobe and Closet Specialties | 29580
| 10 70 00 | Exterior Specialties | 1605
Division | 11
| 11 00 00 | Equipment
| 11 11 00 | Vehicle Service Equipment | 0
| 11 13 00 | Loading Dock Equipment | 0
| 11 30 00 | Residential Equipment | 133599
| 11 41 00 | Food Storage Equipment | 0
| 11 48 00 | Food service Cleaning and Disposal Equipment | 0
| 11 52 00 | Audio-Visual Equipment | 0
| 11 53 00 | Laboratory Equipment | 0
Division | 12
| 12 00 00 | Furnishings
| 12 20 00 | Window Treatments | 0
| 12 21 00 | Window Blinds | 29165
| 12 30 00 | Casework | 0
| 12 32 00 | Manufactured Wood Casework | 0
| 12 35 00 | Specialty Casework | 0
| 12 36 00 | Countertops | 0
Division | 13
| 13 00 00 | Special Construction
Division | 14
| 14 00 00 | Conveying Equipment
| 14 20 00 | Elevators | 196800
| 14 40 00 | Lifts | 0
| 14 42 00 | Wheelchair Lifts | 0
Division | 21
| 21 00 00 | Fire Suppression
| 21 10 00 | Water-Based Fire-Suppression System | 216860
Division | 22
| 22 00 00 | Plumbing
| 22 10 00 | Plumbing Piping | 420330
| 22 30 00 | Plumbing Equipment | 0
| 22 40 00 | Plumbing Fixtures | 0
| 22 42 00 | Commercial Plumbing Fixtures | 0
| 22 45 00 | Emergency Plumbing Fixtures | 0
| 22 47 00 | Drinking Fountains and Water Coolers | 0
Division | 23
| 23 00 00 | Heating, Ventilating, and Air Conditioning
| 23 07 00 | HVAC Insulation | 370000
| 23 08 00 | Commissioning of HVAC | 0
| 23 09 00 | Instrumentation and Control for HVAC | 0
| 23 10 00 | Facility Fuel System | 0
| 23 13 00 | Facility Fuel Storage | 0
| 23 20 00 | HVAC Piping and Pumps | 0
| 23 23 00 | Refrigerant Piping | 0
| 23 30 00 | HVAC Air Distribution | 0
| 23 70 00 | Central HVAC Equipment | 0
| 23 83 00 | Radiant Heating Units | 0
Division | 25
| 25 00 00 | Integrated Automation
Division | 26
| 26 00 00 | Electrical
| 26 09 00 | Instrumentation and Controls for Electrical Systems | 534000
| 26 10 00 | Medium-Voltage Electrical Distribution | 0
| 26 50 00 | Lighting | 24679.24
Division | 27
| 27 00 00 | Communications
| 27 10 00 | Structured Cabling | 0
| 27 20 00 | Data Communications | 0
| 27 30 00 | Voice Communications | 0
| 27 40 00 | Audio-Voice Communications | 0
| 27 50 00 | Distributed Communications and Monitoring Systems | 0
Division | 28
| 28 00 00 | Electronic Safety and Security
| 28 10 00 | Access Control | 0
| 28 20 00 | Video Surveillance | 0
| 28 30 00 | Security Detection, Aarm, and Monitoring | 0
| 28 40 00 | Life Safety | 0
Division | 31
| 31 00 00 | Earthwork
| 31 10 00 | Site Clearing | 0
| 31 20 00 | Earth Moving | 479364
| 31 37 00 | Riprap | 0
| 31 70 00 | Tunneling | 0
Division | 32
| 32 00 00 | Exterior Improvements
| 32 10 00 | Bases, Ballasts, and Paving | 20400
| 32 16 00 | Curbs, Gutters, Sidewalks, and Driveways | 26525
| 32 17 00 | Paving Specialties | 700
| 32 30 00 | Site Improvements | 116620
| 32 90 00 | Planting | 13875
Division | 33
| 33 00 00 | Utilities
| 33 10 00 | Water Utilities | 0
| 33 30 00 | Sanitary Sewerage | 0
| 33 70 00 | Electrical Utilities | 0

## Cost Report
Division | Sub - Division | Discription | Cost
01 00 00 |  | General Requirements | 957068.1574
01 11 00 |  | Preconstruction Costs | 5000
01 31 00 |  | Project Management and Coordination | 253500
01 31 00 | 01 31 01 | Senior Construction Manager | 0
01 31 00 | 01 31 02 | Senior Estimator | 0
01 31 00 | 01 31 03 | Senior Project Manager | 0
01 31 00 | 01 31 04 | Project Coordinator | 0
01 31 00 | 01 31 05 | Project Superintendent | 253500
01 31 00 | 01 31 06 | Project Foreman | 0
01 32 00 | 01 32 00 | Travel
01 41 00 |  | Permits | 66020.5427
01 45 00 |  | Quality Control | 29000
01 51 00 |  | Temporary Utilities | 19500
01 52 00 |  | Construction Facilities | 39256.5065
01 52 00 | 01 52 01 | Construction Field Office | 15600
01 52 00 | 01 52 02 | Sanitary Facilities | 11700
01 52 00 | 01 52 03 | Drawing Reprographics | 4841.5065
01 52 00 | 01 52 04 | First-Aid / Safety | 4875
01 52 00 | 01 52 05 | Job Sign | 400
01 54 00 |  | Construction Aids | 246510.3819
01 55 00 | 01 55 00 | Winter Conditions
01 56 00 |  | Temporary Barriers & Enclosures | 19170
01 74 00 |  | Cleaning & Waste Management | 88789.5
01 74 00 | 01 74 01 | Progress Cleaning | 0
01 74 00 | 01 74 02 | Site Maintenance | 50700
01 74 00 | 01 74 03 | Construction Waste Mgmt & Disposal | 17160
01 74 00 | 01 74 04 | Final Cleaning | 20929.5
02 00 00 |  | Existing Conditions | 0
02 41 00 |  | Demolition | 0
02 82 00 |  | Asbestos Remediation | 0
02 83 00 |  | Trenching | 0
03 00 00 |  | Concrete | 1683186.12
03 11 00 |  | Concrete Forming | 545000
03 20 00 |  | Concrete Reinforcing | 460000
03 30 00 |  | Cast-in-Place Concrete | 467125.5
03 35 00 |  | Concrete Finishing | 83818
03 40 00 |  | Precast Concrete | 39060
03 60 00 |  | Foundation Materials | 88182.62
03 60 00 | 03 60 01 | Insulation | 70185.82
03 60 00 | 03 60 02 | Vapour Barrier | 0
04 00 00 |  | Masonry | 259739.68
04 20 00 |  | Unit Masonry | 259739.68
04 43 00 |  | Stone Masonry | 0
05 00 00 |  | Metals | 108150
05 12 00 |  | Structural Steel Framing | 108150
05 20 00 |  | Metal Joists | 0
05 30 00 |  | Metal Decking | 0
05 51 00 |  | Metal Stairs | 0
05 52 00 |  | Metal Railings | 0
05 59 00 |  | Metal Specialties | 0
06 00 00 |  | Wood, Plastics, and Composites | 1438648.75
06 11 00 |  | Framing Labour | 229642.25
06 20 00 |  | Framing Material | 834006.5
06 22 00 |  | Millwork | 201000
06 41 00 |  | Architechtural Wood Casework | 174000
06 42 00 |  | Wood Paneling | 0
06 43 00 |  | Wood Stairs and Railings | 0
06 46 00 |  | Wood Trim | 0
06 48 00 |  | Wood Frames | 0
07 00 00 |  | Thermal and Moisture Protection | 1148916.09
07 21 00 |  | Thermal Insulation | 156477.66
07 24 00 |  | EIFS | 0
07 31 00 |  | Shingles | 0
07 42 00 |  | Wall Panels | 0
07 46 00 |  | Siding | 658750
07 52 00 |  | Modified Bituminous Membrane Roofing | 259050
07 53 00 |  | Elastomeric Membrane Roofing | 0
07 62 00 |  | Sheet Metal Flashing and Trim | 0
07 63 00 |  | Sheet Metal Roofing Specialties | 0
07 64 00 |  | Sheet Metal Wall Cladding | 0
07 72 00 |  | Roof Accessories | 0
07 81 00 |  | Applied Fireproofing | 51608.43
07 90 00 |  | Joint Protection | 23030
08 00 00 |  | Openings | 466406.72
08 11 00 |  | Metal Doors and Frames | 172203
08 14 00 |  | Wood Doors | 0
08 31 00 |  | Access Doors and Panels | 0
08 32 00 |  | Sliding Gates | 0
08 33 00 |  | Coiling Doors and Drilles | 27500
08 34 00 |  | Special Function Doors | 0
08 38 00 |  | Traffic Doors | 0
08 41 00 |  | Entrances and Storefronts | 120941
08 44 00 |  | Curtain Wall and Glazed Assemblies | 0
08 50 00 |  | Windows | 145762.72
08 70 00 |  | Hardware | 0
08 81 00 |  | Glass Glazing | 0
08 83 00 |  | Mirrors | 0
08 87 00 |  | Glazing Surface Films | 0
08 91 00 |  | Louvers | 0
09 00 00 |  | Finishes | 1020048
09 20 00 |  | Plaster and Gypsum Board | 720000
09 30 00 |  | Tiling | 0
09 50 00 |  | Ceiling | 0
09 60 00 |  | Flooring | 177048
09 60 00 | 09 61 00 | Concrete Floor Polishing | 168018
09 60 00 | 09 62 00 | Specialty Flooring | 0
09 60 00 | 09 64 00 | Wood Flooring | 0
09 60 00 | 09 65 00 | VCT | 0
09 60 00 | 09 67 00 | LVT | 0
09 60 00 | 09 68 00 | Carpet Tile | 0
09 72 00 |  | Wall Coverings | 0
09 91 00 |  | Painting | 123000
10 00 00 |  | Specialties | 89976.4286
10 11 00 |  | Visual Display Units | 0
10 14 00 |  | Signage | 0
10 20 00 |  | Interior Specialties | 19450
10 44 00 |  | Fire Protection Specialties | 0
10 51 00 |  | Lockers | 39341.4286
10 57 00 |  | Wardrobe and Closet Specialties | 29580
10 70 00 |  | Exterior Specialties | 1605
11 00 00 |  | Equipment | 133599
11 11 00 |  | Vehicle Service Equipment | 0
11 13 00 |  | Loading Dock Equipment | 0
11 30 00 |  | Residential Equipment | 133599
11 41 00 |  | Food Storage Equipment | 0
11 48 00 |  | Food service Cleaning and Disposal Equipment | 0
11 52 00 |  | Audio-Visual Equipment | 0
11 53 00 |  | Laboratory Equipment | 0
12 00 00 |  | Furnishings | 29165
12 20 00 |  | Window Treatments | 0
12 21 00 |  | Window Blinds | 29165
12 30 00 |  | Casework | 0
12 32 00 |  | Manufactured Wood Casework | 0
12 35 00 |  | Specialty Casework | 0
12 36 00 |  | Countertops | 0
13 00 00 |  | Special Construction | 0
14 00 00 |  | Conveying Equipment | 196800
14 20 00 |  | Elevators | 196800
14 40 00 |  | Lifts | 0
14 42 00 |  | Wheelchair Lifts | 0
21 00 00 |  | Fire Suppression | 216860
21 10 00 |  | Water-Based Fire-Suppression System | 216860
22 00 00 |  | Plumbing | 420330
22 10 00 |  | Plumbing Piping | 420330
22 30 00 |  | Plumbing Equipment | 0
22 40 00 |  | Plumbing Fixtures | 0
22 42 00 |  | Commercial Plumbing Fixtures | 0
22 45 00 |  | Emergency Plumbing Fixtures | 0
22 47 00 |  | Drinking Fountains and Water Coolers | 0
23 00 00 |  | Heating, Ventilating, and Air Conditioning | 370000
23 07 00 |  | HVAC Insulation | 370000
23 08 00 |  | Commissioning of HVAC | 0
23 09 00 |  | Instrumentation and Control for HVAC | 0
23 10 00 |  | Facility Fuel System | 0
23 13 00 |  | Facility Fuel Storage | 0
23 20 00 |  | HVAC Piping and Pumps | 0
23 23 00 |  | Refrigerant Piping | 0
23 30 00 |  | HVAC Air Distribution | 0
23 70 00 |  | Central HVAC Equipment | 0
23 83 00 |  | Radiant Heating Units | 0
25 00 00 |  | Integrated Automation | 4750
26 00 00 |  | Electrical | 558679.24
26 09 00 |  | Instrumentation and Controls for Electrical Systems | 534000
26 10 00 |  | Medium-Voltage Electrical Distribution | 0
26 50 00 |  | Lighting | 24679.24
27 00 00 |  | Communications | 0
27 10 00 |  | Structured Cabling | 0
27 20 00 |  | Data Communications | 0
27 30 00 |  | Voice Communications | 0
27 40 00 |  | Audio-Voice Communications | 0
27 50 00 |  | Distributed Communications and Monitoring Systems | 0
28 00 00 |  | Electronic Safety and Security | 0
28 10 00 |  | Access Control | 0
28 20 00 |  | Video Surveillance | 0
28 30 00 |  | Security Detection, Aarm, and Monitoring | 0
28 40 00 |  | Life Safety | 0
31 00 00 |  | Earthwork | 479364
31 10 00 |  | Site Clearing | 0
31 20 00 |  | Earth Moving | 479364
31 37 00 |  | Riprap | 0
31 70 00 |  | Tunneling | 0
32 00 00 |  | Exterior Improvements | 178120
32 10 00 |  | Bases, Ballasts, and Paving | 20400
32 16 00 |  | Curbs, Gutters, Sidewalks, and Driveways | 26525
32 17 00 |  | Paving Specialties | 700
32 30 00 |  | Site Improvements | 116620
32 90 00 |  | Planting | 13875
33 00 00 |  | Utilities | 0
33 10 00 |  | Water Utilities | 0
33 30 00 |  | Sanitary Sewerage | 0
33 70 00 |  | Electrical Utilities | 0

## DATA
| Quarter | Column1 | Province |  |  |  | Project Definition |  | Contract Type | Payment Method |  | A | >5M
| Q1 |  | NB |  |  |  | Multi Residential |  | CCDC 2 | Stipulated Price |  | B | 2-5M
| Q2 |  | PEI |  |  |  | Office |  | CCDC 5B | Fixed Fee |  | C | 500K - 2M |  |  |  | Status |  | Result
| Q3 |  | NS |  |  |  | Retail |  | CCDC 5A |  |  | D | 100K - 500K |  |  |  | Awarded |  | Successful
| Q4 |  | Other |  |  |  | Food |  | Design Build |  |  | E | less than 100K |  |  |  | Not Awarded |  | Unsuccessful
Pending
Closing Date | Budget Year | Quarter | Province | City/Town | Estimate Number | Estimate Name | Type of Construction | Area | Contract Type | Payment Method | Estimate Price | Price Category | Schedule | Soft Cost | Cost per Week | Margin | Status | Bid Docs | Successful / Unsuccessful
2026-04-13 | 2025 | Q3 | NB | Dieppe | 25-1359 | 273 Acadie Ave. | 0 | 41859 | CCDC 5B | Fixed Fee | 10198998.5094 | A | 78 | 723588.9374 | 9276.7812 | 7.095% | 0 | 0 | 0

## Estimate Version Comparison
273 Acadie Ave. | [5 empty] | CLIENT SUMMARY
Quest
Date: | 2026-04-13
|  | Class A - Sept. 2025 |  | Class A - Apr. 2026
01 00 00 | General Requirements |  | 783719.1314 |  | 957068.1574 |  | Increase | 173349.026
01 11 00 | Preconstruction Costs | 5000 |  | 5000
01 31 00 | Project Management and Coordination | 253500 |  | 253500
01 41 00 | Permits & Insurance | 201845.0595 |  | 197357.409
01 45 00 | Quality Control | 29000 |  | 29000
01 51 00 | Temporary Utilities | 19500 |  | 19500
01 52 00 | Construction Facilities | 39792.2759 |  | 39256.5065
01 54 00 | Construction Aids | 173107.796 |  | 305494.7419
01 56 00 | Temporary Barriers & Enclosures | 18684 |  | 19170
01 74 00 | Cleaning & Waste Management | 43290 |  | 88789.5
02 00 00 | Existing Conditions |  | 0 |  | 0 |  | Decrease or No Change | 0
02 41 00 | Demolition | 0 |  | 0
02 82 00 | Asbestos Remediation | 0 |  | 0
02 83 00 | Trenching | 0 |  | 0
03 00 00 | Concrete |  | 1686742.804 |  | 1683186.12 |  | Decrease or No Change | -3556.684
03 11 00 | Concrete Forming | 514000 |  | 545000
03 20 00 | Concrete Reinforcing | 499993 |  | 460000
03 30 00 | Cast-in-Place Concrete | 548590.024 |  | 550943.5
03 40 00 | Precast Concrete | 43750 |  | 39060
03 60 00 | Foundation Insulation | 80409.78 |  | 88182.62
04 00 00 | Masonry |  | 385429 |  | 259739.68 |  | Decrease or No Change | -125689.32
04 20 00 | Unit Masonry | 385429 |  | 259739.68
04 40 00 | Stone Assemblies | 0 |  | 0
05 00 00 | Metals |  | 127171 |  | 108150 |  | Decrease or No Change | -19021
05 12 00 | Structural Steel Framing and Misc Metals | 127171 |  | 108150
05 20 00 | Metal Joists | 0 |  | 0
05 30 00 | Metal Decking | 0 |  | 0
05 50 00 | Metal Fabrications | 0 |  | 0
06 00 00 | Wood, Plastics, and Composites |  | 1747103.71 |  | 1438648.75 |  | Decrease or No Change | -308454.96
06 11 00 | Framing Labour | 379250 |  | 229642.25
06 11 00 | Framing Material | 953340 |  | 834006.5
06 22 00 | Millwork | 211913.71 |  | 201000
06 40 00 | Architectural Woodwork | 202600 |  | 174000
07 00 00 | Thermal and Moisture Protection |  | 1197348.41 |  | 1148916.09 |  | Decrease or No Change | -48432.32
07 21 00 | Thermal Insulation | 141600 |  | 156477.66
07 24 00 | EIFS | 0 |  | 0
07 31 00 | Shingles | 0 |  | 0
07 42 00 | Covered Parking Ceiling | 84875 |  | 0
07 46 00 | Siding | 652542 |  | 658750
07 50 00 | Membrane Roofing | 281620 |  | 259050
07 60 00 | Flashing and Sheet Metal |  |  | 0
07 72 00 | Balcony Waterproofing | 2693.82 |  | 0
07 80 00 | Smoke and Fire Protection | 24017.59 |  | 51608.43
07 90 00 | Joint Protection | 10000 |  | 23030
08 00 00 | Openings |  | 443406.17 |  | 466406.72 |  | Increase | 23000.55
08 10 00 | Doors and Frames | 134570 |  | 172203
08 30 00 | Coiling Doors | 25300 |  | 27500
08 40 00 | Store Fronts and Curtainwalls | 169850 |  | 120941
08 50 00 | Windows | 103186.17 |  | 145762.72
08 70 00 | Hardware | 0 |  | 0
08 80 00 | Mirror | 10500 |  | 0
08 90 00 | Louvers | 0 |  | 0
09 00 00 | Finishes |  | 914541.2 |  | 1020048 |  | Increase | 105506.8
09 20 00 | Plaster and Gypsum Board | 620000 |  | 720000
09 30 00 | Tiling | 0 |  | 0
09 50 00 | Ceiling | 0 |  | 0
09 60 00 | Flooring | 175201.2 |  | 177048
09 70 00 | Wall Finishes | 0 |  | 0
09 90 00 | Painting | 119340 |  | 123000
10 00 00 | Specialties |  | 78272 |  | 89976.4286 |  | Increase | 11704.4286
10 11 00 | Visual Display Units | 0 |  | 0
10 14 00 | Signage | 0 |  | 0
10 20 00 | Washroom Specialties | 9760 |  | 19450
10 40 00 | Wardrobe and closet specialties | 28377 |  | 29580
10 50 00 | Lockers and Mailbox | 38715 |  | 39341.4286
10 70 00 | Bike rack | 1420 |  | 1605
11 00 00 | Equipment |  | 124178 |  | 133599 |  | Increase | 9421
11 10 00 | Vehicle Equipment | 0 |  | 0
11 30 00 | Residential Equipment | 124178 |  | 133599
11 40 00 | Food Service Equipment | 0 |  | 0
11 50 00 | Educational & Lab Equipment | 0 |  | 0
12 00 00 | Furnishings |  | 23495 |  | 29165 |  | Increase | 5670
12 20 00 | Window Treatments | 23495 |  | 29165
12 30 00 | Casework | 0 |  | 0
13 00 00 | Special Construction |  | 0 |  | 0 |  | Decrease or No Change | 0
14 00 00 | Conveying Equipment |  | 196800 |  | 196800 |  | Decrease or No Change | 0
14 20 00 | Elevators | 196800 |  | 196800
14 40 00 | Lifts | 0 |  | 0
21 00 00 | Fire Suppression |  | 196800 |  | 216860 |  | Increase | 20060
21 10 00 | Water-Based Fire-Suppression System | 196800 |  | 216860
22 00 00 | Plumbing |  | 496700 |  | 420330 |  | Decrease or No Change | -76370
22 10 00 | Plumbing Piping | 496700 |  | 420330
22 30 00 | Plumbing Equipment | 0 |  | 0
22 40 00 | Plumbing Fixtures | 0 |  | 0
23 00 00 | HVAC |  | 336250 |  | 370000 |  | Increase | 33750
23 07 00 | HVAC Insulation | 336250 |  | 370000
23 08 00 | Commissioning of HVAC | 0 |  | 0
23 09 00 | Instrumentation and Control for HVAC | 0 |  | 0
23 10 00 | Facility Fuel System | 0 |  | 0
23 20 00 | HVAC Piping and Pumps | 0 |  | 0
23 30 00 | HVAC Air Distribution | 0 |  | 0
23 70 00 | Central HVAC Equipment | 0 |  | 0
23 80 00 | Decentralized HVAC Equipment | 0 |  | 0
25 00 00 | Integrated Automation |  | 0 |  | 4750 |  | Increase | 4750
26 00 00 | Electrical |  | 577279.24 |  | 558679.24 |  | Decrease or No Change | -18600
26 09 00 | Electrical Distribution | 552600 |  | 534000
26 10 00 | Electrical Distribution | 0 |  | 0
26 50 00 | Lighting | 24679.24 |  | 24679.24
27 00 00 | Communications |  | 0 |  | 0 |  | Decrease or No Change | 0
27 10 00 | Structured Cabling | 0 |  | 0
27 20 00 | Data Communications | 0 |  | 0
27 30 00 | Voice Communications | 0 |  | 0
27 40 00 | Audio-Voice Communications | 0 |  | 0
27 50 00 | Distributed Communications and Monitoring Systems | 0 |  | 0
28 00 00 | Electronic Safety and Security |  | 0 |  | 0 |  | Decrease or No Change | 0
28 10 00 | Access Control | 0 |  | 0
28 20 00 | Video Surveillance | 0 |  | 0
28 30 00 | Security Detection, Aarm, and Monitoring | 0 |  | 0
28 40 00 | Life Safety | 0 |  | 0
31 00 00 | Earthwork |  | 1172890 |  | 479364 |  | Decrease or No Change | -693526
31 10 00 | Shoring | 522894 |  | 0
31 20 00 | Earthwork | 649996 |  | 479364
31 30 00 | Earthwork Methods | 0 |  | 0
31 70 00 | Tunneling | 0 |  | 0
32 00 00 | Exterior Improvements |  | 72458.7117 |  | 178120 |  | Increase | 105661.2883
32 10 00 | Bases, Ballasts, and Paving | 56263.7117 |  | 47625
32 30 00 | Site Improvements | 0 |  | 116620
32 90 00 | Planting | 16195 |  | 13875
33 00 00 | Utilities |  | 0 |  | 0 |  | Decrease or No Change | 0
33 10 00 | Water Utilities | 0 |  | 0
33 30 00 | Sanitary Sewerage | 0 |  | 0
33 40 00 | Stormwater Utilities | 0 |  | 0
33 70 00 | Electrical Utilities | 0 |  | 0
| Fee | 475226.297 |  | 439191.3234 |  |  | Decrease or No Change | -36034.9736
| Total (HST Excluded) | 11035810.674 |  | 10198998.5094 |  |  | Decrease or No Change | -836812.1647

## Client Detailed Summary
273 Acadie Ave. |  | CLIENT SUMMARY
Quest
Date: | 2026-04-13
01 00 00 | General Requirements |  |  | 957068.1574
01 11 00 | Preconstruction Costs |  | 5000
01 31 00 | Project Management and Coordination |  | 253500
01 32 00 | Insurance |  | 131336.8663
01 41 00 | Permits |  | 66020.5427
01 45 00 | Quality Control |  | 29000
01 51 00 | Temporary Utilities |  | 19500
01 52 00 | Construction Facilities |  | 39256.5065
01 54 00 | Construction Aids & Winter Conditions |  | 305494.7419
01 56 00 | Temporary Barriers & Enclosures |  | 19170
01 74 00 | Cleaning & Waste Management |  | 88789.5
02 00 00 | Existing Conditions |  |  | 0
02 41 00 | Demolition |  | 0
02 82 00 | Asbestos Remediation |  | 0
02 83 00 | Trenching |  | 0
03 00 00 | Concrete |  |  | 1683186.12
03 11 00 | Concrete Forming |  | 545000
03 20 00 | Concrete Reinforcing |  | 460000
03 30 00 | Cast-in-Place Concrete |  | 550943.5
03 40 00 | Precast Concrete |  | 39060
03 60 00 | Foundation Insulation |  | 88182.62
04 00 00 | Masonry |  |  | 259739.68
04 20 00 | Unit Masonry |  | 259739.68
04 40 00 | Stone Assemblies |  | 0
05 00 00 | Metals |  |  | 108150
05 12 00 | Structural Steel Framing |  | 108150
05 20 00 | Metal Joists |  | 0
05 30 00 | Metal Decking |  | 0
05 50 00 | Balcony Railings |  | 0
06 00 00 | Wood, Plastics, and Composites |  |  | 1438648.75
06 11 00 | Framing Labour |  | 229642.25 |  | -1306.5
06 11 00 | Framing Material |  | 834006.5
06 22 00 | Millwork |  | 201000
06 40 00 | Architectural Woodwork |  | 174000
07 00 00 | Thermal and Moisture Protection |  |  | 1148916.09
07 21 00 | Thermal Insulation |  | 156477.66
07 24 00 | EIFS |  | 0
07 31 00 | Shingles |  | 0
07 42 00 | Wall Panels |  | 0
07 46 00 | Siding |  | 658750
07 50 00 | Roofing |  | 259050
07 60 00 | Flashing and Sheet Metal |  | 0
07 72 00 | Balcony Waterproofing |  | 0
07 80 00 | Firestopping |  | 51608.43
07 90 00 | Windows and Doors Caulking |  | 23030
08 00 00 | Openings |  |  | 466406.72
08 10 00 | Doors and Frames |  | 172203
08 30 00 | Coiling Doors |  | 27500
08 40 00 | Store Fronts and Curtainwalls |  | 120941
08 50 00 | Vinyl Windows |  | 145762.72
08 70 00 | Hardeware |  | 0
08 80 00 | Glazing |  | 0
08 90 00 | Louvers |  | 0
09 00 00 | Finishes |  |  | 1020048
09 20 00 | Plaster and Gypsum Board |  | 720000
09 30 00 | Tiling |  | 0
09 50 00 | Ceiling |  | 0
09 60 00 | Flooring |  | 177048
09 70 00 | Wall Finishes |  | 0
09 90 00 | Painting |  | 123000
10 00 00 | Specialties |  |  | 89976.4286
10 11 00 | Visual Display Units |  | 0
10 14 00 | Signage |  | 0
10 20 00 | Washroom Specialties |  | 19450
10 40 00 | Wardrobe and closet specialties |  | 29580
10 50 00 | Lockers and Mailbox |  | 39341.4286
10 70 00 | Bike Rack and Roof Hatch |  | 1605
11 00 00 | Equipment |  |  | 133599
11 10 00 | Vehicle Equipment |  | 0
11 30 00 | Residential Appliances |  | 133599
11 40 00 | Food Service Equipment |  | 0
11 50 00 | Educational & Lab Equipment |  | 0
12 00 00 | Furnishings |  |  | 29165
12 20 00 | Window Blinds |  | 29165
12 30 00 | Casework |  | 0
13 00 00 | Special Construction |  |  | 0
14 00 00 | Conveying Equipment |  |  | 196800
14 20 00 | Elevator |  | 196800
14 40 00 | Lifts |  | 0
21 00 00 | Fire Suppression |  |  | 216860
21 10 00 | Water-Based Fire-Suppression System |  | 216860
22 00 00 | Plumbing |  |  | 420330
22 10 00 | Plumbing Piping and Fixtures |  | 420330
22 30 00 | Plumbing Equipment |  | 0
22 40 00 | Plumbing Fixtures |  | 0
23 00 00 | HVAC |  |  | 370000
23 07 00 | HVAC Equipment & Installation |  | 370000
23 08 00 | Commissioning of HVAC |  | 0
23 09 00 | Instrumentation and Control for HVAC |  | 0
23 10 00 | Facility Fuel System |  | 0
23 20 00 | HVAC Piping and Pumps |  | 0
23 30 00 | HVAC Air Distribution |  | 0
23 70 00 | Central HVAC Equipment |  | 0
23 80 00 | Decentralized HVAC Equipment |  | 0
25 00 00 | Integrated Automation |  |  | 4750
26 00 00 | Electrical |  |  | 558679.24
26 09 00 | Electrical Distribution & Lighting |  | 534000
26 10 00 | Electrical Distribution |  | 0
26 50 00 | Lighting |  | 24679.24
27 00 00 | Communications |  |  | 0
27 10 00 | Structured Cabling |  | 0
27 20 00 | Data Communications |  | 0
27 30 00 | Voice Communications |  | 0
27 40 00 | Audio-Voice Communications |  | 0
27 50 00 | Distributed Communications and Monitoring Systems |  | 0
28 00 00 | Electronic Safety and Security |  |  | 0
28 10 00 | Access Control |  | 0
28 20 00 | Video Surveillance |  | 0
28 30 00 | Security Detection, Aarm, and Monitoring |  | 0
28 40 00 | Life Safety |  | 0
31 00 00 | Earthwork |  |  | 479364
31 10 00 | Shoring |  | 0
31 20 00 | Earthwork |  | 479364
31 30 00 | Earthwork Methods |  | 0
31 70 00 | Tunneling |  | 0
32 00 00 | Exterior Improvements |  |  | 178120
32 10 00 | Asphalt, Curbs, Sidewalk and Pavement Marking |  | 47625
32 30 00 | Site Improvements |  | 116620
32 90 00 | Planting |  | 13875
33 00 00 | Utilities |  |  | 0
33 10 00 | Water Utilities |  | 0
33 30 00 | Sanitary Sewerage |  | 0
33 40 00 | Stormwater Utilities |  | 0
33 70 00 | Electrical Utilities |  | 0
| Fee |  | 439191.3234
| Total (HST Excluded) |  | 10198998.5094
| Cost per SF |  |  | 243.6513
| Cost per Unit |  |  | 291399.9574

## Estimate Summary
Project Information
Closing Date : | 2026-04-13
Estimate # E- | 25-1359 | Area: | 41859
Province : | NB | Estimate Name : | 273 Acadie Ave. | Bid Documents :
City/Town : | Dieppe | Client : | Quest | Status :
Budget Year : | 2025 | Contract Type : | CCDC 5B | Result:
Quarter: | Q3 | Payment Method : | Fixed Fee
|  | Area: | 41859 | Sq. Ft. | [6 empty] | 41859
CODE | DESCRIPTION |  | M&E $$ | M-HRS | LAB $$ | SUB CONT. | Total |  | Biggs Drive | Biggs Drive | 2500 Mountain Rd
|  | % | [5 empty] | $/SF
01 00 00 | General Requirements | 9.806% | 652868.1574 | 781 | 304200 | 0 | 957068.1574 | 22.9$/SF | 15$/SF | 13.9$/SF | 9$/SF
02 00 00 | Existing Conditions | 0% | 0 | 0 | 0 | 0 | 0 | 0$/SF | 0$/SF | 0$/SF | 0$/SF
03 00 00 | Concrete | 17.25% | 494546.3 | 0 | 0 | 1188639.82 | 1683186.12 | 40.3$/SF | 32.3$/SF | 18.8$/SF | 10.3$/SF
04 00 00 | Masonry | 2.661% | 11539.68 | 80 | 5200 | 243000 | 259739.68 | 6.3$/SF | 7.4$/SF | 1.7$/SF | 2.2$/SF
05 00 00 | Metals | 1.108% | 0 | 0 | 0 | 108150 | 108150 | 2.6$/SF | 2.1$/SF | 2$/SF | 3.3$/SF
06 00 00 | Wood, Plastics, and Composites | 14.74% | 250406.5 | 37962 | 0 | 1188242.25 | 1438648.75 | 34.4$/SF | 33.5$/SF | 39.6$/SF | 39.3$/SF
07 00 00 | Thermal and Moisture Protection | 11.77% | 0 | 0 | 0 | 1148916.09 | 1148916.09 | 27.5$/SF | 23$/SF | 18.6$/SF | 18$/SF
08 00 00 | Openings | 4.779% | 0 | 0 | 0 | 466406.72 | 466406.72 | 11.2$/SF | 8.2$/SF | 5.4$/SF | 4.2$/SF
09 00 00 | Finishes | 10.45% | 100000 | 0 | 0 | 920048 | 1020048 | 24.4$/SF | 17.5$/SF | 22.8$/SF | 26.7$/SF
10 00 00 | Specialties | 0.9219% | 1116.4286 | 80 | 5200 | 83660 | 89976.4286 | 2.2$/SF | 1.7$/SF | 0.7$/SF | 1.4$/SF
11 00 00 | Equipment | 1.369% | 0 | 0 | 0 | 133599 | 133599 | 3.2$/SF | 2.4$/SF | 2.2$/SF | 3.1$/SF
12 00 00 | Furnishings | 0.2988% | 0 | 0 | 0 | 29165 | 29165 | 0.7$/SF | 0.5$/SF | 0.6$/SF | 0.7$/SF
13 00 00 | Special Construction | 0% | 0 | 0 | 0 | 0 | 0 | 0$/SF | 0$/SF | 2.6$/SF | 1.9$/SF
14 00 00 | Conveying Equipment | 2.016% | 0 | 0 | 0 | 196800 | 196800 | 4.8$/SF | 3.8$/SF | 3.2$/SF | 2.4$/SF
21 00 00 | Fire Suppression | 2.222% | 0 | 0 | 0 | 216860 | 216860 | 5.2$/SF | 3.8$/SF | 3.5$/SF | 3.3$/SF
22 00 00 | Plumbing | 4.307% | 380 | 0 | 0 | 419950 | 420330 | 10.1$/SF | 9.6$/SF | 10.9$/SF | 10.3$/SF
23 00 00 | HVAC | 3.791% | 0 | 0 | 0 | 370000 | 370000 | 8.9$/SF | 6.5$/SF | 7.1$/SF | 7.2$/SF
25 00 00 | Integrated Automation | 0.04867% | 0 | 0 | 0 | 4750 | 4750 | 0.2$/SF | 0$/SF | 0$/SF | 0$/SF
26 00 00 | Electrical | 5.724% | 24679.24 | 0 | 0 | 534000 | 558679.24 | 13.4$/SF | 11.1$/SF | 12$/SF | 12.6$/SF
27 00 00 | Communications | 0% | 0 | 0 | 0 | 0 | 0 | 0$/SF | 0$/SF | 0$/SF | 0$/SF
28 00 00 | Electronic Safety and Security | 0% | 0 | 0 | 0 | 0 | 0 | 0$/SF | 0$/SF | 0$/SF | 0$/SF
31 00 00 | Earthwork | 4.912% | 0 | 0 | 0 | 479364 | 479364 | 11.5$/SF | 22.5$/SF | 8$/SF | 4.1$/SF
32 00 00 | Exterior Improvements | 1.825% | 57500 | 0 | 0 | 120620 | 178120 | 4.3$/SF | 1.4$/SF | 2$/SF | 2.4$/SF
33 00 00 | Utilities | 0% | 0 | 0 | 0 | 0 | 0 | 0$/SF | 0$/SF | 0$/SF | 0$/SF
| Sub Totals>>>>>> | 100% | 1593036.306 | 38903 | 314600 | 7852170.88 | 9759807.186 | 233.2$/SF | 201.5$/SF | 174.7$/SF | 161.5$/SF
| Total Construction Cost>>>>>> |  | 9759807.186
| OH&P>>>>>> |  | 439191.3234 | 4.5%
[5 empty] | HST | TOTAL
15%
| Estimated Price |  | 10198998.5094 |  | 1529849.7764 | 11728848.2858
[5 empty] | HST | TOTAL
| Total (HST excluded) |  | 10198998.5094 |  | 1529849.7764 | 11728848.2858
|  |  | 243.6513 | /sq.ft. | 291399.9574 | /Unit
|  | Schedule | 78 | Weeks |  | Job Type | Target Margin |  | 68 | 68
|  | Soft Cost | 723588.9374 | 9276.7812 |  | A > 1,000,000 | 10% |  | 9711 | 9711
[6 empty] | B > 500,000 | 15%
|  | Margin | 7.095% |  |  | C > 100,000 | 20% |  | 7.03% | 7.03%
|  | Buyouts | 101989.9851 | 1% |  | D < 100,000 | 25%
|  | CO's | 509949.9255 | 5%
Competititors on Bid | 0

## 1
0
[6 empty] | General Requirements |  |  | Schedule
|  |  | Area: | 41859 | Sq. Ft. |  |  |  | 78 | Weeks
CODE | DESCRIPTION | Materials & Equipment |  |  |  | Labor |  |  |  |  | Sub Contractor | Quote Total | Additional Quote Info
01 11 00 | Preconstruction Costs | Qty | Unit | U. Price | Sub Total | MHrs | U. Price | Sub Total | Quote | Total
01 11 13 | Senior Construction Manager |  | LS | 0 | 0 |  | 0 | 0 |  | 0
01 11 16 | Senior Estimator | 1 | LS | 5000 | 5000 |  | 0 | 0 |  | 5000
01 11 19 | Junior Estimator |  | LS | 0 | 0 |  | 0 | 0 |  | 0
01 11 23 | Reprographics |  | LS | 0 | 0 |  | 0 | 0 |  | 0
01 11 26 | Design Costs |  | LS | 0 | 0 |  | 0 | 0 |  | 0
01 11 26.13 | Architectural |  | LS | 0 | 0 |  | 0 | 0 |  | 0
01 11 26.16 | Civil |  | LS | 0 | 0 |  | 0 | 0 |  | 0
01 11 26.19 | Structural |  | LS | 0 | 0 |  | 0 | 0 |  | 0
01 11 26.23 | HVAC |  | LS | 0 | 0 |  | 0 | 0 |  | 0
01 11 26.26 | Plumbing |  | LS | 0 | 0 |  | 0 | 0 |  | 0
01 11 26.29 | Electrical |  | LS | 0 | 0 |  | 0 | 0 |  | 0
01 11 26.33 | Geotechnical |  | LS | 0 | 0 |  | 0 | 0 |  | 0
[9 empty] | Sub Total | 5000
CODE | DESCRIPTION | Materials & Equipment |  |  |  | Labor
01 31 00 | Project Management and Coordination | Qty | Unit | U. Price | Sub Total | MHrs | U. Price | Sub Total | Quote | Total
01 31 01 | Senior Construction Manager |  | LS | 0 | 0 |  | 0 | 0 |  | 0
01 31 02 | Senior Estimator |  | LS | 0 | 0 |  | 0 | 0 |  | 0
01 31 03 | Senior Project Manager | 78 | LS | 0 | 0 |  | 100 | 0 |  | 0
01 31 04 | Project Coordinator | 78 | LS | 0 | 0 |  | 75 | 0 |  | 0
01 31 05 | Project Superintendent | 78 | LS | 0 | 0 | 1 | 3250 | 253500 |  | 253500
01 31 06 | Project Foreman |  | LS | 0 | 0 |  | 0 | 0 |  | 0
|  |  | LS | 0 | 0 |  | 0 | 0 |  | 0
0
[9 empty] | Sub Total | 253500
CODE | DESCRIPTION
01 32 00 | Insurance |  | /$1000 | Cost | Rate | Toll Cost | Frequency |  | Sub Total | Total
01 32 01 | General Liability & Contractor's Pollution Liability | 8802.739 | /$1000 | 0.63 | 5545.7256 |  |  |  |  | 5545.7256
| Contractor's Pollution Liability | 8802.739 | /$1000 | 1.29 | 11355.5333 |  |  |  |  | 11355.5333
| Builders Risk | 17.3333 | $1000/month | 0.75 | 114435.6074 |  |  |  |  | 114435.6074
| Wrap-up Liability | 8802.739 | /$1000 | 1.88 | [5 empty] | 0 | Biggs Drive | 105000
01 32 00 | [8 empty] | Sub Total | 131336.8663
CODE | DESCRIPTION | Materials & Equipment |  |  |  | Labor
CODE | DESCRIPTION
01 32 00 | Travel | Frequency | Weeks | Distance (Round Trip) | Rate | Toll Cost | Frequency |  | Sub Total | Total
| PM KM |  | 78 | 0 | 0.45 |  | 0 |  | 0 | 0
| Superintendent KM |  | 78 | 0 | 0.45 |  | 0 |  | 0 | 0
| Hotel |  | 78 |  | 120 |  |  |  | 0 | 0
Per Diem
| foreman - Mondays |  | 78 |  | 40 |  |  |  | 0 | 0
| foreman: Tues to Thurs |  | 78 |  | 47 |  |  |  | 0 | 0
| foreman: Fridays |  | 78 |  | 22 |  |  |  | 0 | 0
01 32 00 | [8 empty] | Sub Total | 0
CODE | DESCRIPTION | Materials & Equipment |  |  |  | Labor
01 41 00 | Permits | Qty | Unit | U. Price | Sub Total | MHrs | U. Price | Sub Total | Quote | Total
01 41 00 | Bldg Permit Fees | 8802.739 | /$1000 | 7.5 | 66020.5427 |  |  |  | 0 | 66020.5427
| Moncton | 8 | /$1000 | "+ Development Fee |  | $100 <$500k, $150 $500k to 1M, $300 1M - 5 M, $500 > 5M |  |  |  |  | Permit application | 55974.23
| Dieppe | 7.5 | /$1000
| Saint John | 8.9 | /$1000 | $120 Base Fee
| Fredericton | 8 | /$1000
| Halifax | 5.5 | /$1000
[9 empty] | Sub Total | 66020.5427
CODE | DESCRIPTION | Materials & Equipment |  |  |  | Labor
01 45 00 | Quality Control | Qty | Unit | U. Price | Sub Total | MHrs | U. Price | Sub Total | Quote | Total
01 45 01 | Soil Investigation and Testing | 1 | LS | 12000 | 12000 |  | 0 | 0 |  | 12000
01 45 02 | Material Inspection and Testing | 1 | LS | 12000 | 12000 |  | 0 | 0 |  | 12000 | Biggs Drive | 22000
01 45 03 | Survey and Layout | 1 | LS | 5000 | 5000 |  | 0 | 0 |  | 5000
01 45 04 | Hazardous Idendification Inspection |  | LS | 0 | 0 |  | 0 | 0 |  | 0
01 45 05 | Sanitary Line Video |  | LS | 0 | 0 |  | 0 | 0 |  | 0
[9 empty] | Sub Total | 29000
CODE | DESCRIPTION | Materials & Equipment |  |  |  | Labor
01 51 00 | Temporary Utilities | Qty | Unit | U. Price | Sub Total | MHrs | U. Price | Sub Total | Quote | Total
01 51 01 | Temporary Fire Protection |  | Week | 0 | 0 |  | 0 | 0 |  | 0
01 51 02 | Temporary Power | 78 | Week | 250 | 19500 |  | 0 | 0 |  | 19500
01 51 03 | Temporary Lighting |  | Week | 0 | 0 |  | 0 | 0 |  | 0
01 51 04 | Temporary Fuel Oil |  | Week | 0 | 0 |  | 0 | 0 |  | 0
01 51 05 | Temp HVAC |  | Week | 0 | 0 |  | 0 | 0 |  | 0
01 51 06 | Temporary Internet |  | Week | 0 | 0 |  | 0 | 0 |  | 0
01 51 07 | Temporary Water |  | Week | 0 | 0 |  | 0 | 0 |  | 0
[9 empty] | Sub Total | 19500
CODE | DESCRIPTION | Materials & Equipment |  |  |  | Labor
01 52 00 | Construction Facilities | Qty | Unit | U. Price | Sub Total | MHrs | U. Price | Sub Total | Quote | Total
01 52 01 | Construction Field Office | 19.5 | Month | 800 | 15600 |  | 0 | 0 |  | 15600 | Alantra
01 52 01 | Field Office One Time Charges | 1 | Ea | 1840 | 1840 |  |  |  |  | 1840
01 52 02 | Sanitary Facilities | 234 | Week | 50 | 11700 |  | 0 | 0 |  | 11700
01 52 03 | Drawing Reprographics | 8802.739 | M | 0.55 | 4841.5065 |  | 0 | 0 |  | 4841.5065
01 52 04 | First-Aid / Safety | 39 | Week | 125 | 4875 |  | 0 | 0 |  | 4875
01 52 05 | Job Sign | 2 | Ea | 200 | 400 |  | 0 | 0 |  | 400
[9 empty] | Sub Total | 39256.5065
CODE | DESCRIPTION | Materials & Equipment |  |  |  | Labor
01 54 00 | Construction Aids | Qty | Unit | U. Price | Sub Total | MHrs | U. Price | Sub Total | Quote | Total
01 54 01 | Scaffolding / Staging | 6 | Month | 1000 | 6000 |  | 0 | 0 |  | 6000
01 54 02 | Rentals | 12 | Month | 7500 | 90000 |  | 0 | 0 |  | 90000
| Mobile Crane | 15 | Wk | 6000 | 90000 |  | 0 | 0 |  | 90000
| Boom Truck | 120 | Hr | 300 | 36000 |  | 0 | 0 |  | 36000
| Mob/Demob | 2 | Ea | 2000 | 4000 |  | 0 | 0 |  | 4000
01 54 04 | Technology (Procore, Smartbid, On-screen, Imaginit, Sage 300) | 8802.739 | /$1000 | 2.33 | 20510.3819 |  | 0 | 0 |  | 20510.3819
[9 empty] | Sub Total | 246510.3819
CODE | DESCRIPTION | Materials & Equipment |  |  |  | Labor
01 55 00 | Winter Conditions | Qty | Unit | U. Price | Sub Total | MHrs | U. Price | Sub Total | Quote | Total
01 55 01 | Frost Fighters | 38 | Unit | 1552.22 | 58984.36 |  |  |  |  | 58984.36 | Biggs Drive | 1552.22
01 55 02 | Heaters Rental (3) | 3 | Season | 73 | 0 |  |  |  |  | 0
01 55 03 | Insulated tarps | 50 | EA | 355 | 0 |  |  |  |  | 0
01 55 04 | Fuel Cube |  | month | 609 | 0 |  |  |  |  | 0
01 55 05 | Delivery |  | ea | 98 | 0 |  |  |  |  | 0
01 55 06 | Pickup |  | ea | 98 | 0 |  |  |  |  | 0
Quantity of Fuel
|  | Tank Size | L/Hr | Running (Hours / Day) | Litres / Day | Duration (Days)
|  | 90 | 6 | 24 | 144 | 0
01 55 07 | Fuel | 0 | L | 1.3 | 0 |  |  |  |  | 0
[9 empty] | Sub Total | 58984.36
CODE | DESCRIPTION | Materials & Equipment |  |  |  | Labor
01 56 00 | Temporary Barriers & Enclosures | Qty | Unit | U. Price | Sub Total | MHrs | U. Price | Sub Total | Quote | Total
01 56 01 | Air/Dust Barriers |  | LS | 0 | 0 |  | 0 | 0 |  | 0
01 56 02 | Temp Barricades |  | LS | 0 | 0 |  | 0 | 0 |  | 0
01 56 03 | Temporary Fencing | 710 | LF | 25.5 | 18105 |  | 0 | 0 |  | 18105
01 56 04 | Demobilization | 710 | LF | 1.5 | 1065 |  | 0 | 0 |  | 1065
[9 empty] | Sub Total | 19170
CODE | DESCRIPTION | Materials & Equipment |  |  |  | Labor
01 74 00 | Cleaning & Waste Management | Qty | Unit | U. Price | Sub Total | MHrs | U. Price | Sub Total | Quote | Total
01 74 01 | Progress Cleaning |  | LS | 0 | 0 |  | 0 | 0 |  | 0
01 74 02 | Site Maintenance | 19.5 | Wks | 0 | 0 | 780 | 65 | 50700 |  | 50700
01 74 03 | Construction Waste Mgmt & Disposal | 31.2 | ea | 550 | 17160 |  | 0 | 0 |  | 17160
01 74 04 | Final Cleaning | 41859 | SF | 0.5 | 20929.5 |  | 0 | 0 |  | 20929.5
[9 empty] | Sub Total | 88789.5
[5 empty] | Material Total | Total Hours |  | Labor Total | Contractor Total | TOTAL
$ / Sq.Ft | TOTAL DIVISION 1
22.8641 |  |  |  |  | 652868.1574 | 781 |  | 304200 | 0 | 957068.1574
Hours
[11 empty] | 24 | 144
L/Hour
Winter Conditions | [6 empty] | 90 | L | 15 | 6
|  | Schedule | 19.5 | Months
|  | Cost |  |  | Quantity | Sub Total | Total
United Rentals | Frost Fighters | 602 | month | 9.1 litres / hour | 1 | 602 | 11739
| Tarps (10) | 73 | ea |  | 1 | 73 | 1423.5
| Fans | 355 | month |  | 2 | 710 | 13845
| Fuel Cube | 609 | month |  | 1 | 609 | 11875.5
|  |  |  | Litres/day | Days |  | 0
| Fuel | 1.3 | litre | 144 | 0 | 0 | 0
| Delivery | 98 |  |  | 1 | 98 | 1911
| Pickup | 98 |  |  | 1 | 98 | 1911
Snow removal
[6 empty] | Total | 42705

## 2
0
[6 empty] | Existing Conditions |  |  | Schedule
|  |  | Area: | 41859 | Sq. Ft. |  |  |  | 78 | Weeks
CODE | DESCRIPTION | Materials & Equipment |  |  |  | Labor |  |  |  |  | Sub Contractor | Quote Total | Additional Quote Info
02 00 00 | Existing Conditions | Qty | Unit | U. Price | Sub Total | MHrs | U. Price | Sub Total | Quote | Total
02 41 00 | Demolition |  | LS | 0 | 0 |  | 0 | 0 |  | 0
| Relocate Shed |  | LS | 0 | 0 |  | 0 | 0 |  | 0
|  |  | LS | 0 | 0 |  | 0 | 0 |  | 0
|  |  | LS | 0 | 0 |  | 0 | 0 |  | 0
|  |  | LS | 0 | 0 |  | 0 | 0 |  | 0
|  |  | LS | 0 | 0 |  | 0 | 0 |  | 0
|  |  | LS | 0 | 0 |  | 0 | 0 |  | 0
|  |  | LS | 0 | 0 |  | 0 | 0 |  | 0
|  |  | LS | 0 | 0 |  | 0 | 0 |  | 0
|  |  | LS | 0 | 0 |  | 0 | 0 |  | 0
|  |  | LS | 0 | 0 |  | 0 | 0 |  | 0
|  |  | LS | 0 | 0 |  | 0 | 0 |  | 0
[9 empty] | Sub Total | 0
CODE | DESCRIPTION | Materials & Equipment |  |  |  | Labor
02 82 00 | Asbestos Remediation | Qty | Unit | U. Price | Sub Total | MHrs | U. Price | Sub Total | Quote | Total
|  |  | LS | 0 | 0 |  | 0 | 0 |  | 0
|  |  | LS | 0 | 0 |  | 0 | 0 |  | 0
|  |  | LS | 0 | 0 |  | 0 | 0 |  | 0
|  |  | LS | 0 | 0 |  | 0 | 0 |  | 0
|  |  | LS | 0 | 0 |  | 0 | 0 |  | 0
|  |  | LS | 0 | 0 |  | 0 | 0 |  | 0
|  |  | LS | 0 | 0 |  | 0 | 0 |  | 0
[9 empty] | Sub Total | 0
CODE | DESCRIPTION | Materials & Equipment |  |  |  | Labor
02 83 00 | Trenching | Qty | Unit | U. Price | Sub Total | MHrs | U. Price | Sub Total | Quote | Total
|  |  | LS | 0 | 0 |  | 0 | 0 |  | 0
| Sanitary Trenching |  | ft | 65 | 0 |  | 0 | 0 |  | 0
|  |  | LS | 0 | 0 |  | 0 | 0 |  | 0
| Conduit Trenching |  | ft | 35 | 0 |  | 0 | 0 |  | 0
|  |  | LS | 0 | 0 |  | 0 | 0 |  | 0
|  |  | LS | 0 | 0 |  | 0 | 0 |  | 0
|  |  | LS | 0 | 0 |  | 0 | 0 |  | 0
[9 empty] | Sub Total | 0
[5 empty] | Material Total | Total Hours |  | Labor Total | Contractor Total | TOTAL
$ / Sq.Ft | TOTAL DIVISION 2
0 |  |  |  |  | 0 | 0 |  | 0 | 0 | 0

## 3
0
[6 empty] | Concrete |  |  | Schedule
|  |  | Area: | 41859 | Sq. Ft. |  |  |  | 78 | Weeks
CODE | DESCRIPTION | Materials & Equipment |  |  |  | Labor |  |  |  |  | Sub Contractor | Quote Total | Additional Quote Info
03 11 00 | Concrete Forming | Qty | Unit | U. Price | Sub Total | MHrs | U. Price | Sub Total | Quote | Total
03 11 01 | Contractor Quote | [8 empty] | 0
03 11 02.1 | Footings |  | ft | 25 | 0 |  | 0 | 0 |  | 0
03 11 02.2 | Walls |  | ft | 45 | 0 |  | 0 | 0 |  | 0
03 11 02.3 | Piers |  | ea | 150 | 0 |  | 0 | 0 |  | 0 |  |  |  |  | 550000
| Concrete | 12654 | SF | 25.89 | 0 |  | 0 | 0 |  | 0
| Contingency | 10% | % | 0 | 0 |  | 0 | 0 |  | 0 | Magna | 545000 |  | Magna | 525000
|  |  | LS | 0 | 0 |  | 0 | 0 |  | 0 | Lancor | 705000 |  | Lancor | 675000
|  |  | LS | 0 | 0 |  | 0 | 0 | 545000 | 545000 | Optimal | 514000 | Backed out | Optimal | 514000 | Quoted Biggs Drive as well
31000
5.688%
[9 empty] | Sub Total | 545000
CODE | DESCRIPTION | Materials & Equipment |  |  |  | Labor
03 20 00 | Concrete Reinforcing | Qty | Unit | U. Price | Sub Total | MHrs | U. Price | Sub Total | Quote | Total
03 20 01 | Contractor Quote | [8 empty] | 0
03 20 02 | Rebar | 12654 | SF | 16.96 |  |  | 0 | 0 | 452000 | 452000 | AGF Olympic | 544725 |  | AGF Olympic | 481000 | without retaining wall | 499993 | with retaining wall
03 20 03 | Mesh install | 10% | % | 0 | 0 |  | 0 | 0 | 8000 | 8000 | OSCO | 487844 |  | OSCO | 455000 | without retaining wall | 512644 | with retaining wall
|  |  | LS | 0 | 0 |  | 0 | 0 |  | 0 | Nucor | 452000 |  | Nucor | 498000
|  |  | LS | 0 | 0 |  | 0 | 0 |  | 0 | Nucor | 8000 | Mesh Install
|  |  | LS | 0 | 0 |  | 0 | 0 |  | 0 |  |  |  | OSCO | 487400 | Reinforcement from SK-1 NIC,Trench drain reinforcement
|  |  | LS | 0 | 0 |  | 0 | 0 |  | 0 |  | 35844
[9 empty] | Sub Total | 460000
CODE | DESCRIPTION | Materials & Equipment |  |  |  | Labor
03 30 00 | Cast-in-Place Concrete | Qty | Unit | U. Price | Sub Total | MHrs | U. Price | Sub Total | Quote | Total |  | Mobile 2025 | Beton
03 30 01 | Suspended Slab Volume (35 MPA) | 979 | m3 | 209.5 | 205100.5 |  | 0 | 0 |  | 205100.5 | 25MPA | 178.74 | 179.91
03 30 02 | Footing Volume (25 MPA) | 485 | m3 | 178.74 | 86688.9 |  | 0 | 0 |  | 86688.9 | 30MPA | 195.8 | 192.99
03 30 03 | Foundation Wall Volume (30 MPA) | 356 | m3 | 195.8 | 69704.8 |  | 0 | 0 |  | 69704.8 | 35MPA | 209.5 | 202.14
03 30 04 | Slabs on Grade + Misc. Volume (32 MPA) |  | m3 | 178.74 | 0 |  | 0 | 0 |  | 0 | Winter Heat | 20
03 30 04 | Garage/Basement Slab (30 MPA) | 171 | m3 | 195.8 | 33481.8 |  | 0 | 0 |  | 33481.8 | Winter Heat | 20
| External Raised Concrete wall and transformer pad | 3 | m3 | 209.5 | 628.5 |  | 0 | 0 |  | 628.5
| Columns (35 MPA) | 138 | m3 | 209.5 | 28911 |  | 0 | 0 |  | 28911
| Retaining Wall Footing(35 MPA) |  | m3 | 198.58 | 0 |  | 0 | 0 |  | 0
| Retaining Wall Foundation (35 MPA) |  | m3 | 198.58 | 0 |  | 0 | 0 |  | 0 |  | 1776593.18
| Crane Pad |  | SF | 17.65 | 0 |  | 0 | 0 |  | 0
| Pump Hrs - Footing | 24 | Hrs | 355 | 8520 |  | 0 | 0 |  | 8520
| Pump Hrs - Foundation Wall | 24 | Hrs | 355 | 8520 |  | 0 | 0 |  | 8520
| Pump Hrs - Slab on grade | 14 | Hrs | 355 | 4970 |  | 0 | 0 |  | 4970
| Pump Hrs - Exterior Concrete Slab | 4 | Hrs | 355 | 1420 |  | 0 | 0 |  | 1420
| Pump Hrs - Concrete Topper: (Level 2-4) | 24 | Hrs | 355 | 8520 |  | 0 | 0 |  | 8520
03 30 04 | Pump | 2132 | m3 | 5 | 10660 |  | 0 | 0 |  | 10660
[9 empty] | Sub Total | 467125.5
CODE | DESCRIPTION | Materials & Equipment |  |  |  | Labor
03 35 00 | Concrete Finishing | Qty | Unit | U. Price | Sub Total | MHrs | U. Price | Sub Total | Quote | Total
| Parking Garage | 12654 | SF | 6.76 | 0 |  | 0 | 0 | 83818 | 83818 | GPC | 15980 |  | GPC | 14537
| Slab Finishing - 1-4 | 10% | sf | 0 | 0 |  | 0 | 0 | 0 | 0 | GPC | 58900 | Saw cut NIC | GPC | 52686
|  | 0 | sf | 1 | 0 |  | 0 | 0 |  | 0
|  |  | LS | 0 | 0 |  | 0 | 0 |  | 0 | Champion |  |  | Champion | 100092
|  |  | LS | 0 | 0 |  | 0 | 0 |  | 0 | Euro | 83818
[11 empty] | Texcon | 85400 |  | Texcon | 83600
[9 empty] | Sub Total | 83818 | LMR
CODE | DESCRIPTION | Materials & Equipment |  |  |  | Labor
03 40 00 | Precast Concrete | Qty | Unit | U. Price | Sub Total | MHrs | U. Price | Sub Total | Quote | Total
| Balconies precast |  | LS | 0 | 0 |  | 0 | 0 | 39060 | 39060 | A&P | 39060 | supply only. Installation captioned in Div 6
|  | 22 | LS | 1250 | 0 |  | 0 | 0 | 0 | 0 | PLG | 30030.87 | Install only
|  |  | LS | 0 | 0 |  | 0 | 0 |  | 0 | Texcon
|  |  | LS | 0 | 0 |  | 0 | 0 |  | 0
|  |  | LS | 0 | 0 |  | 0 | 0 |  | 0
|  |  | LS | 0 | 0 |  | 0 | 0 |  | 0
|  |  | LS | 0 | 0 |  | 0 | 0 |  | 0
[9 empty] | Sub Total | 39060
CODE | DESCRIPTION | Materials & Equipment |  |  |  | Labor
03 60 00 | Foundation Materials | Qty | Unit | U. Price | Sub Total | MHrs | U. Price | Sub Total | Quote | Total
03 60 01 | 1/2" Fibre cement Board | 1216 | SF | 7.75 | 9424 |  | 0 | 0 | 60761.82 | 70185.82 | Beaver | 60761.82 |  | Beaver | 45495 | Up to 8'. Cement Protection board NIC
03 60 02 | 2" XPS rigid insulation | 3296 | SF | 9424 | 0 |  | 0 | 0 |  | 0 | Beaver |  |  | Beaver | 2274.79 | Insulation with integrated drainage
| 21/2 XPS rigid insulation below | 4128 | LS | 0 | 0 |  | 0 | 0 |  | 0 | Beaver |  |  | Beaver | 10395.23 | above 8'
| Protection Board | 1216 | sf | 2.8 | 3404.8 |  | 0 | 0 |  | 3404.8 |  |  |  |  | 519.76
| Parging | 1216 | sf | 12 | 14592 |  | 0 | 0 |  | 14592 | Arrow |  |  | Atlantic underground | 92500 | No cement board
[14 empty] | Arrow | 248 | Fibre cemebt board 4'x8'
[9 empty] | Sub Total | 88182.62
[5 empty] | Material Total | Total Hours |  | Labor Total | Contractor Total | TOTAL
$ / Sq.Ft | TOTAL DIVISION 3
40.2109 |  |  |  |  | 494546.3 | 0 |  | 0 | 1188639.82 | 1683186.12
1216
4128

## 4
0
[6 empty] | Masonry |  |  | Schedule
|  |  | Area: | 41859 | Sq. Ft. |  |  |  | 78 | Weeks
CODE | DESCRIPTION | Materials & Equipment |  |  |  | Labor |  |  |  |  | Sub Contractor | Quote Total | Additional Quote Info
04 20 00 | Unit Masonry | Qty | Unit | U. Price | Sub Total | MHrs | U. Price | Sub Total | Quote | Total
| CMU Interior Walls (Elevator Shaft) | 1306.8 | SF | 50 |  |  | 0 | 0 | 0 | 0 | Acadia | 445000 |  | Acadia | 255000 | CMU only, excludes exterior veneer
| Ext Veneer and Bricks | 1276 | SF | 31.61 | 0 |  | 0 | 0 | 243000 | 243000 | Ares | 432950 |  | 2500 Mountain Rd | 31.61
| Insulation and stone | 1392 | SF | 0 | 0 |  | 0 | 0 | 0 | 0 | Vintage | 389495 | Vivace Stone-Polar white by Brampton brick | Vintage | 385429
| Insulation | 1392 | SF | 7.12 | 9911.04 | 80 | 65 | 5200 |  | 15111.04 | Vintage | 399495 | Masonry
| Weather Barrier | 1392 | SF | 1.17 | 1628.64 |  | 0 | 0 |  | 1628.64 | JP masonry |  | Undecided
|  |  | LS | 0 | 0 |  | 0 | 0 |  | 0 | Re Leblanc | 323640 | No insulation, stone & sill supply
|  |  | LS | 0 | 0 |  | 0 | 0 |  | 0 | Re Leblanc | 27500 | Insulation and stone supply
|  |  | LS | 0 | 0 |  | 0 | 0 |  | 0 | Wilson | 228900 | Air barrier, wall insulation NIC
|  |  | LS | 0 | 0 |  | 0 | 0 |  | 0
|  |  | LS | 0 | 0 |  | 0 | 0 |  | 0 |  | 94740
|  |  | LS | 0 | 0 |  | 0 | 0 |  | 0
|  |  | LS | 0 | 0 |  | 0 | 0 |  | 0 | JP masonry | 243000 | No insulation, Only available mid-September/October
[9 empty] | Sub Total | 259739.68
CODE | DESCRIPTION | Materials & Equipment |  |  |  | Labor
04 43 00 | Stone Masonry | Qty | Unit | U. Price | Sub Total | MHrs | U. Price | Sub Total | Quote | Total
|  |  | LS | 0 | 0 |  | 0 | 0 |  | 0
|  |  | LS | 0 | 0 |  | 0 | 0 |  | 0 |  | 3.5625
|  |  | LS | 0 | 0 |  | 0 | 0 |  | 0 |  | 91400.32
|  |  | LS | 0 | 0 |  | 0 | 0 |  | 0
|  |  | LS | 0 | 0 |  | 0 | 0 |  | 0 |  | 1.1725
|  |  | LS | 0 | 0 |  | 0 | 0 |  | 0
|  |  | LS | 0 | 0 |  | 0 | 0 |  | 0
[9 empty] | Sub Total | 0
CODE | DESCRIPTION | Materials & Equipment |  |  |  | Labor
|  | Qty | Unit | U. Price | Sub Total | MHrs | U. Price | Sub Total | Quote | Total
|  |  | LS | 0 | 0 |  | 0 | 0 |  | 0
|  |  | LS | 0 | 0 |  | 0 | 0 |  | 0
|  |  | LS | 0 | 0 |  | 0 | 0 |  | 0
[9 empty] | Sub Total | 0
CODE | DESCRIPTION | Materials & Equipment |  |  |  | Labor
|  | Qty | Unit | U. Price | Sub Total | MHrs | U. Price | Sub Total | Quote | Total
|  |  | LS | 0 | 0 |  | 0 | 0 |  | 0
|  |  | LS | 0 | 0 |  | 0 | 0 |  | 0
|  |  | LS | 0 | 0 |  | 0 | 0 |  | 0
|  |  | LS | 0 | 0 |  | 0 | 0 |  | 0
|  |  | LS | 0 | 0 |  | 0 | 0 |  | 0
[9 empty] | Sub Total | 0
CODE | DESCRIPTION | Materials & Equipment |  |  |  | Labor
|  | Qty | Unit | U. Price | Sub Total | MHrs | U. Price | Sub Total | Quote | Total
|  |  | LS | 0 | 0 |  | 0 | 0 |  | 0
|  |  | LS | 0 | 0 |  | 0 | 0 |  | 0
|  |  | LS | 0 | 0 |  | 0 | 0 |  | 0
|  |  | LS | 0 | 0 |  | 0 | 0 |  | 0
|  |  | LS | 0 | 0 |  | 0 | 0 |  | 0
|  |  | LS | 0 | 0 |  | 0 | 0 |  | 0
|  |  | LS | 0 | 0 |  | 0 | 0 |  | 0
[9 empty] | Sub Total | 0
[5 empty] | Material Total | Total Hours |  | Labor Total | Contractor Total | TOTAL
$ / Sq.Ft | TOTAL DIVISION 4
6.2051 |  |  |  |  | 11539.68 | 80 |  | 5200 | 243000 | 259739.68

## 5
0
[6 empty] | Metals |  |  | Schedule
|  |  | Area: | 41859 | Sq. Ft. |  |  |  | 78 | Weeks
CODE | DESCRIPTION | Materials & Equipment |  |  |  | Labor |  |  |  |  | Sub Contractor | Quote Total | Additional Quote Info
05 12 00 | Structural Steel Framing | Qty | Unit | U. Price | Sub Total | MHrs | U. Price | Sub Total | Quote | Total
|  |  | LS | 0 | 0 |  | 0 | 0 |  | 0
| Misc metals | 37962 | SF | 2.01 | 0 |  | 0 | 0 | 65775 | 65775 |  |  |  | Tower | 50816 | Former quote
|  | 10% | LS | 0 | 0 |  | 0 | 0 |  | 0 | Tower | 65775 |  | Tower | 60871 | Updated his price after submitting to client to include the engineering. Galavanized retaining wall included
|  | 1 | LS | 0 | 0 |  | 0 | 0 |  | 0 | Tower | 21500 | Galvanized railing for retaining wall | Tower | 47600
| Retaining Wall and Balcony Railing | 1 | LS | 50000 | 0 |  | 0 | 0 | 42375 | 42375 | Tower | 35342 | Black performance picket railing for balcony | Tower | 19406.52 | Aluminum Picket Railings for retaining wall - Option
|  |  | LS | 0 | 0 |  | 0 | 0 |  | 0 | Tower | 7871 | Black performance picket railing for retaining wall
|  | 1 | LS | 0 | 0 |  | 0 | 0 |  | 0 | Summit | 99800 | Does not include block opening lintel | Summit | 100900 | Does not include block opening lintel
|  |  | LS | 0 | 0 |  | 0 | 0 |  | 0 | Summit | 23800 | Retaining wall railing | Summit | 47000
|  |  | LS | 0 | 0 |  | 0 | 0 |  | 0
|  |  | LS | 0 | 0 |  | 0 | 0 |  | 0 | Arc |  | To send on Friday
|  |  | LS | 0 | 0 |  | 0 | 0 |  | 0
|  |  | LS | 0 | 0 |  | 0 | 0 |  | 0 | Go Glass | 42375 | retaining wall and deck railing. Deck mount
[9 empty] | Sub Total | 108150
CODE | DESCRIPTION | Materials & Equipment |  |  |  | Labor
05 20 00 | Metal Joists | Qty | Unit | U. Price | Sub Total | MHrs | U. Price | Sub Total | Quote | Total
|  |  | LS | 0 | 0 |  | 0 | 0 |  | 0
|  |  | LS | 0 | 0 |  | 0 | 0 |  | 0
|  |  | LS | 0 | 0 |  | 0 | 0 |  | 0
|  |  | LS | 0 | 0 |  | 0 | 0 |  | 0
|  |  | LS | 0 | 0 |  | 0 | 0 |  | 0
|  |  | LS | 0 | 0 |  | 0 | 0 |  | 0
|  |  | LS | 0 | 0 |  | 0 | 0 |  | 0
[9 empty] | Sub Total | 0
CODE | DESCRIPTION | Materials & Equipment |  |  |  | Labor
05 30 00 | Metal Decking | Qty | Unit | U. Price | Sub Total | MHrs | U. Price | Sub Total | Quote | Total
|  |  | LS | 0 | 0 |  | 0 | 0 |  | 0
|  |  | LS | 0 | 0 |  | 0 | 0 |  | 0
|  |  | LS | 0 | 0 |  | 0 | 0 |  | 0
[9 empty] | Sub Total | 0
CODE | DESCRIPTION | Materials & Equipment |  |  |  | Labor
05 51 00 | Metal Stairs | Qty | Unit | U. Price | Sub Total | MHrs | U. Price | Sub Total | Quote | Total
|  |  | LS | 0 | 0 |  | 0 | 0 |  | 0
|  |  | LS | 0 | 0 |  | 0 | 0 |  | 0
|  |  | LS | 0 | 0 |  | 0 | 0 |  | 0
|  |  | LS | 0 | 0 |  | 0 | 0 |  | 0
|  |  | LS | 0 | 0 |  | 0 | 0 |  | 0
[9 empty] | Sub Total | 0
CODE | DESCRIPTION | Materials & Equipment |  |  |  | Labor
05 52 00 | Metal Railings | Qty | Unit | U. Price | Sub Total | MHrs | U. Price | Sub Total | Quote | Total
| Balcony Railings - Black performance picket railings |  | LS | 0 | 0 |  | 0 | 0 |  | 0 |  |  |  | Tower | 28755
|  |  | LS | 0 | 0 |  | 0 | 0 |  | 0
|  |  | LS | 0 | 0 |  | 0 | 0 |  | 0
|  |  | LS | 0 | 0 |  | 0 | 0 |  | 0
|  |  | LS | 0 | 0 |  | 0 | 0 |  | 0
|  |  | LS | 0 | 0 |  | 0 | 0 |  | 0
|  |  | LS | 0 | 0 |  | 0 | 0 |  | 0
[9 empty] | Sub Total | 0
CODE | DESCRIPTION | Materials & Equipment |  |  |  | Labor
05 59 00 | Metal Specialties | Qty | Unit | U. Price | Sub Total | MHrs | U. Price | Sub Total | Quote | Total
|  |  | LS | 0 | 0 |  | 0 | 0 |  | 0
|  |  | LS | 0 | 0 |  | 0 | 0 |  | 0
|  |  | LS | 0 | 0 |  | 0 | 0 |  | 0
|  |  | LS | 0 | 0 |  | 0 | 0 |  | 0
|  |  | LS | 0 | 0 |  | 0 | 0 |  | 0
[9 empty] | Sub Total | 0
[5 empty] | Material Total | Total Hours |  | Labor Total | Contractor Total | TOTAL
$ / Sq.Ft | TOTAL DIVISION 5
2.5837 |  |  |  |  | 0 | 0 |  | 0 | 108150 | 108150

## 6
0
[6 empty] | Wood & Plastics |  |  | Schedule |  | Big Bang | 330000 | Precast, Stick framing, NIC
|  |  | Area: | 41859 | Sq. Ft. |  |  |  | 78 | Weeks | Big Bang | 6000 | Crane per week
[11 empty] | PLG | 36150 | Mobilization
[11 empty] | PLG | 52500 | Windows and Doors
CODE | DESCRIPTION | Materials & Equipment |  |  |  | Labor |  |  |  |  | Sub Contractor | Quote Total | Additional Quote Info
06 11 00 | Framing Labour | Qty | Unit | U. Price | Sub Total | MHrs | U. Price | Sub Total | Quote | Total
[7 empty] | 0 | 0 |  | 0 |  | 170040.89 | Exterior wall
| Framing labour |  | SF |  | 0 | 37962 | 9 |  | 223742.25 | 223742.25 |  | 62368.43 | Additional ext wall | Biggs Drive | 8.53 | Includes Crane, Mob/Demob
| Steel frame install | 59 | EA | 100 | 5900 |  | 0 | 0 |  | 5900 | PLG | 122724.74 | Interior wall | PLG | 440211
[7 empty] | 0 | 0 |  | 0 |  | 19302.63 | Floor system | Gbro | 255250
|  |  | Wk | 6000 | 0 |  | 0 | 0 |  | 0 |  | 58834.65 | Roof framing
|  |  | Hr | 300 | 0 |  | 0 | 0 |  | 0
|  |  | Ea | 2000 | 0 |  | 0 | 0 |  | 0 | Gbro | 268550
[7 empty] | 0 | 0 |  | 0 | ESM | 400000
[11 empty] | TMD Homes | 223742.25 |  |  | 0
[9 empty] | Sub Total | 229642.25 | JA Kelly | 278437.5 |  |  | 332900
06 20 00 | Framing Materials | Qty | Unit | U. Price | Sub Total |  |  |  | Quote | Total
[11 empty] | Atlas | 271900 | Wall Panel Package - Exterior walls, Interior LB Walls, Parapets, Interior NLB walls. Strapping.1" insulation NIC | Atlas | 352140 | Wall Panel Package - Exterior walls, Interior LB Walls, Parapets, Interior NLB walls
| Wall & Floor Package | 37962 | ft | 19.87 | 0 |  |  |  | 332900 | 332900 | Atlas | 66000 | Option: Interior NLB walls | Atlas | 66670 | Option: Interior NLB walls
| Floor package | 10% | ft | 0 | 0 |  |  |  | 289000 | 289000 | Atlas | 289000 | Floor Package, Floor Panelization, Corridors and Landings, Stairs Panels | Atlas | 307525 | Floor Package, Floor Panelization, Corridors and Landings, Stairs Panels
| Truss package |  | ft | 1.24 | 0 |  |  |  | 93000 | 93000 | Atlas | 93000 | Truss Package | Atlas | 95600 | Truss Package
| Roof panelization |  | ft | 1.61 | 0 |  |  |  |  | 0 | Atlas | 90500 | Roof Panelization | Atlas | 89575 | Roof Panelization
| Fastener & Materials Allowance | 38 | Unit | 3100 | 117800 |  |  |  |  | 117800 | Panel built | 670500 | Floor, wall, roof systems | Bigg's Drive | 3100
| 1x4 strapping at brick siding | 2613 | ft | 0.5 | 1306.5 |  |  |  |  | 1306.5 | Panel built | 117200 | Non load bearing int wall
| PLYWOOD | [8 empty] | 0 | Panel built | 36500 | Panelized stairs, corridors and landing | Truss Peninsule | 849509.93 | To be qualified
| 1/2" Standard |  | EA | 30.65 | 0 |  |  |  |  | 0 | Gable | 249055 | Roof and floor system
| 1/2" Standard |  | EA | 30.65 | 0 |  |  |  |  | 0 | Gable | 73892.32 | Roof Trusses
| 5/8" Standard |  | EA | 43.69 | 0 |  |  |  |  | 0 | Truss Peninsule | 978036.92 |  | Trusko | 889000 | To be qualified
| 3/4" Standard |  | EA | 47.47 | 0 |  |  |  |  | 0 | T&M | 489240 | Floor and Wall panels only
[11 empty] | Trusko | 880000 | Ext prefab wall, Int Prefab, roof truss
| 5/8" OSB T&G |  | EA | 22.74 | 0 |  |  |  |  | 0 | Home Hardware | 357625.83 | stickframing, hardware, floor package
[11 empty] | Atlas | 332900 | Wall Panel Package - Exterior walls, Interior LB Walls, Parapets, Interior NLB walls
Home Hardware
[9 empty] | Sub Total | 834006.5 | Home Hardware
CODE | DESCRIPTION | Materials & Equipment |  |  |  | Labor
06 22 00 | Millwork | Qty | Unit | U. Price | Sub Total | MHrs | U. Price | Sub Total | Quote | Total
| Kitchen cabinets | 38 | Unit | 7922.62 |  |  | 0 | 0 | 152000 | 152000 | Wildwood | 206715.68 |  | Biggs Drive | 7922.62
| Countertops |  | LS | 0 | 0 |  | 0 | 0 | 49000 | 49000 | Wildwood | 35766.5 | Postform countertop | Foxwoods | 184650 | Cabinets
|  |  | LS | 0 | 0 |  | 0 | 0 |  | 0 | Wildwood | 67387.73 | Quartz |  | 63759.44 | Countertops - Option 1 - Quartz
|  |  | LS | 0 | 0 |  | 0 | 0 |  | 0 | La Forest | 613500 | Countertops NIC |  | 39776.02 | Countertops - Option 2 - Postformed counters
|  |  | LS | 0 | 0 |  | 0 | 0 |  | 0 |  |  |  | Wildwood | 180938.71
|  |  | LS | 0 | 0 |  | 0 | 0 |  | 0 | NYCO renovations | 271301.2 | Postform countertop | Wildwood | 30975 | Postformed counters
|  |  | LS | 0 | 0 |  | 0 | 0 |  | 0 | Lux Kbs | 152000 |  | Lux Kbs | 180550
[11 empty] | Lux Kbs | 49000 | 3/4 Quartz | Lux Kbs | 64000 | Quartz
[9 empty] | Sub Total | 201000
CODE | DESCRIPTION | Materials & Equipment |  |  |  | Labor
06 41 00 | Architechtural Wood Casework | Qty | Unit | U. Price | Sub Total | MHrs | U. Price | Sub Total | Quote | Total | Foxwoods | 206500
| Trim, Baseboard & Pre-hung Doors | 38 | Unit | 3300 | 125400 |  | 0 | 0 | 0 | 125400 | Foxwoods | 71152.9 | Quartz | Biggs Drive | 4400
| Installation | 38 | Unit | 1487.5 |  |  | 0 | 0 | 48600 | 48600 | Foxwoods | 46997.01 | Postform countertop | Biggs Drive | 1487.5
|  |  | LS | 0 | 0 |  | 0 | 0 |  | 0 | Home Hardware | 118317.05 | Pocket door and casing
[14 empty] | Sego Construction | 56937.77
[12 empty] | 47475.43 | Prehung and Patio | GB | 48600
[9 empty] | Sub Total | 174000 | Sego | 54980.75 | Int Finish labour
CODE | DESCRIPTION | Materials & Equipment |  |  |  | Labor
06 42 00 | Wood Paneling | Qty | Unit | U. Price | Sub Total | MHrs | U. Price | Sub Total | Quote | Total
|  |  | LS | 0 | 0 |  | 0 | 0 |  | 0 | GB Finish | 48600 | Int Finish labour
|  |  | LS | 0 | 0 |  | 0 | 0 |  | 0 | GB Finish | 3500 | Wood ceiling labor
|  |  | LS | 0 | 0 |  | 0 | 0 |  | 0
|  |  | LS | 0 | 0 |  | 0 | 0 |  | 0 | Extreme kitchens | 149970
|  |  | LS | 0 | 0 |  | 0 | 0 |  | 0 | Extreme kitchens | 38040 | Laminate counter tops
[11 empty] | Extreme kitchens | 67750 | 3/4 thick quartz
[9 empty] | Sub Total | 0 | Extreme kitchens | 79750 | 11/4 thick quartz
CODE | DESCRIPTION | Materials & Equipment |  |  |  | Labor
06 43 00 | Wood Stairs and Railings | Qty | Unit | U. Price | Sub Total | MHrs | U. Price | Sub Total | Quote | Total
|  |  | LS | 0 | 0 |  | 0 | 0 |  | 0 | Extreme kitchens | 650 | Soft close doors
|  |  | LS | 0 | 0 |  | 0 | 0 |  | 0 | Extreme kitchens | 9550 | Woodgrain
|  |  | LS | 0 | 0 |  | 0 | 0 |  | 0
|  |  | LS | 0 | 0 |  | 0 | 0 |  | 0
|  |  | LS | 0 | 0 |  | 0 | 0 |  | 0
|  |  | LS | 0 | 0 |  | 0 | 0 |  | 0
|  |  | LS | 0 | 0 |  | 0 | 0 |  | 0
[9 empty] | Sub Total | 0
CODE | DESCRIPTION | Materials & Equipment |  |  |  | Labor
06 46 00 | Wood Trim | Qty | Unit | U. Price | Sub Total | MHrs | U. Price | Sub Total | Quote | Total
|  |  | LS | 0 | 0 |  | 0 | 0 |  | 0
|  |  | LS | 0 | 0 |  | 0 | 0 |  | 0
|  |  | LS | 0 | 0 |  | 0 | 0 |  | 0
|  |  | LS | 0 | 0 |  | 0 | 0 |  | 0
|  |  | LS | 0 | 0 |  | 0 | 0 |  | 0
[9 empty] | Sub Total | 0
CODE | DESCRIPTION | Materials & Equipment |  |  |  | Labor
06 48 00 | Wood Frames | Qty | Unit | U. Price | Sub Total | MHrs | U. Price | Sub Total | Quote | Total
|  |  | LS | 0 | 0 |  | 0 | 0 |  | 0
|  |  | LS | 0 | 0 |  | 0 | 0 |  | 0
|  |  | LS | 0 | 0 |  | 0 | 0 |  | 0
[9 empty] | Sub Total | 0
[5 empty] | Material Total | Total Hours |  | Labor Total | Contractor Total | TOTAL
$ / Sq.Ft | TOTAL DIVISION 6
34.3689 |  |  |  |  | 250406.5 | 37962 |  | 0 | 1188242.25 | 1438648.75

## 7
0
[6 empty] | Thermal & Moisture Protection |  |  | Schedule
|  |  | Area: | 41859 | Sq. Ft. |  |  |  | 78 | Weeks
CODE | DESCRIPTION | Materials & Equipment |  |  |  | Labor |  |  |  |  | Sub Contractor | Quote Total | Additional Quote Info
07 21 00 | Thermal Insulation | Qty | Unit | U. Price | Sub Total | MHrs | U. Price | Sub Total | Quote | Total
07 21 16 | Blanket Insulation | 41859 | SF | 3.61 |  |  | 0 | 0 | 156477.66 | 156477.66 | Greenfoot | 145968.98 | Bundle discount
07 21 26 | Underslab Insulation Allowance | 1 | LS | 10000 |  |  | 0 | 0 |  | 0 | Greenfoot | 156477.66 | R24 | Greenfoot | 141600 | R24 for ext wall
07 21 29 | Sprayed Insulation |  | LS | 0 | 0 |  | 0 | 0 |  | 0 | AU living | 178800 | R24
|  |  | LS | 0 | 0 |  | 0 | 0 |  | 0 | Mike's Insulation | 188249 | R22 | Mike's Insulation | 179649 | R22 for ext wall | Add for Window lap | 4800
[12 empty] | 12948 | Upgrade ext walls to R24 |  |  |  | Upgrade ext walls to R24 | 12948
[9 empty] | Sub Total | 156477.66 |  | 5300 | Add for Window lap | Fundy Pros | 95281.9 |  | Fire Caulking for all units penetrations - units only, not garage | 16000
CODE | DESCRIPTION | Materials & Equipment |  |  |  | Labor
07 24 00 | EIFS | Qty | Unit | U. Price | Sub Total | MHrs | U. Price | Sub Total | Quote | Total
|  |  | LS | 0 | 0 |  | 0 | 0 |  | 0 | Trinity |  |  | Trinity | 23030 | R18 spray foam
|  |  | LS | 0 | 0 |  | 0 | 0 |  | 0 | Ghiro |  |  |  | 14840 | Monokote Z306 cemetitous thermal barrier
|  |  | LS | 0 | 0 |  | 0 | 0 |  | 0 |  |  |  |  | 108505 | Firestopping systems
[9 empty] | Sub Total | 0
CODE | DESCRIPTION | Materials & Equipment |  |  |  | Labor
07 31 00 | Shingles | Qty | Unit | U. Price | Sub Total | MHrs | U. Price | Sub Total | Quote | Total
|  |  | LS | 0 | 0 |  | 0 | 0 |  | 0
|  |  | LS | 0 | 0 |  | 0 | 0 |  | 0
[9 empty] | Sub Total | 0
CODE | DESCRIPTION | Materials & Equipment |  |  |  | Labor
07 42 00 | Wall Panels | Qty | Unit | U. Price | Sub Total | MHrs | U. Price | Sub Total | Quote | Total
| ACM |  | LS | 0 | 0 |  | 0 | 0 |  | 0
| Stone Veneer |  | LS | 0 | 0 |  | 0 | 0 |  | 0 | GbBfinishes |  |  | GbBfinishes
| Prefinished Wood in covered parking | 3395 | SF | 25 | 0 |  | 0 | 0 |  | 0 | Gbro |  |  | Gbro | 10
[9 empty] | Sub Total | 0 | TMD |  |  | Royal Door | 39500 | ACM
CODE | DESCRIPTION | Materials & Equipment |  |  |  | Labor
07 46 00 | Siding | Qty | Unit | U. Price | Sub Total | MHrs | U. Price | Sub Total | Quote | Total
| Cement Board - CB1 | 8305 | SF | 0 | 0 |  | 0 | 0 | 658750 | 658750 | Evolve | 100085 | Metal siding install | Artisan | 671205.34 | Excluding ACM | Supply and install - Cement Board, Metal Siding, Soffit and Facia
| Cement Board - CB2 | 1891 | SF | 0 | 0 |  |  |  |  | 0 | Evolve | 120102 | Cement board install | Clad Tech | 616350 | Cement Board, Metal siding, ACM | Soffit and Facia NIC
| Cement Board - CB3 | 1522 | SF | 0 | 0 |  | 0 | 0 |  | 0 | Clad Tech | 658750 |  | Clad Tech | 676150
| Cement Board - CB4 |  | SF | 0 |  |  | 0 | 0 | 0 | 0 | PLG-Labor | 149608.48 |  | PLG - Labor | 27898 | Metal siding install
| Cement Board - CB5 | 1383 | SF | 0 | 0 |  | 0 | 0 |  | 0 | Altiro | 115330 | Fiber cement siding only |  | 104049 | Fibre cement install
| Cement Board - CB6 | 5838 | SF | 0 | 0 |  | 0 | 0 |  | 0
| ACM1 | 352 | SF | 0 | 0 |  | 0 | 0 |  | 0
[9 empty] | Sub Total | 658750 | Maritime Stone |  |  |  | 8880 | Stone Veneer
CODE | DESCRIPTION | Materials & Equipment |  |  |  | Labor |  |  |  |  | Colwest | 678000 |  |  | 24192 | Soffit and Facia
07 52 00 | Modified Bituminous Membrane Roofing | Qty | Unit | U. Price | Sub Total | MHrs | U. Price | Sub Total | Quote | Total |  |  |  |  | 165019
| Roofing | 12654 | SF | 19.2 |  |  | 0 | 0 | 239000 | 239000 | A-Tech | 319200 |  | A-Tech | 278400 | vent stack and curbs not included | Qualify** | Base sheet for podium, roof hatch?, tapered insulation for parking, gravel stop metal flashing, bump out of building below level 2?
| Roof Hatches |  | LS | 0 | 0 |  | 0 | 0 | 3050 | 3050 | Brault | 429700 | R28.8 | Brault | 345700 | Roof drains included, already in plumbing
| Parking membrane |  | LS | 0 | 0 |  | 0 | 0 | 17000 | 17000 | Triforce | 17000 | Level 1 Parking Membrane. Alsan traffic PU system NIC | Triforce | 284700
[9 empty] | Sub Total | 259050 | Triforce | 239000 | Alternate R28.8 | Triforce |  | Parking garage roof quote to be added
CODE | DESCRIPTION | Materials & Equipment |  |  |  | Labor |  |  |  |  | Triforce | 299800 | R31.3
07 53 00 | Elastomeric Membrane Roofing | Qty | Unit | U. Price | Sub Total | MHrs | U. Price | Sub Total | Quote | Total
|  |  | LS | 0 | 0 |  | 0 | 0 |  | 0 | Rodney |  |  | Rodney | 3220 | Roof Hatch
|  |  | LS | 0 | 0 |  | 0 | 0 |  | 0 | Short Atlantic |  |  | Short Atlantic | 3050
[9 empty] | Sub Total | 0 | GabyJoe | 238655.74 | Alternate R28.8 | GabyJoe | 254944.24
CODE | DESCRIPTION | Materials & Equipment |  |  |  | Labor
07 62 00 | Sheet Metal Flashing and Trim | Qty | Unit | U. Price | Sub Total | MHrs | U. Price | Sub Total | Quote | Total
|  |  | LS | 0 | 0 |  | 0 | 0 |  | 0 | Fransyl
|  |  | LS | 0 | 0 |  | 0 | 0 |  | 0
[9 empty] | Sub Total | 0
CODE | DESCRIPTION | Materials & Equipment |  |  |  | Labor
07 63 00 | Sheet Metal Roofing Specialties | Qty | Unit | U. Price | Sub Total | MHrs | U. Price | Sub Total | Quote | Total
|  |  | LS | 0 | 0 |  | 0 | 0 |  | 0
|  |  | LS | 0 | 0 |  | 0 | 0 |  | 0
[9 empty] | Sub Total | 0
CODE | DESCRIPTION | Materials & Equipment |  |  |  | Labor
07 64 00 | Sheet Metal Wall Cladding | Qty | Unit | U. Price | Sub Total | MHrs | U. Price | Sub Total | Quote | Total
|  |  | LS | 0 | 0 |  | 0 | 0 |  | 0
|  |  | LS | 0 | 0 |  | 0 | 0 |  | 0
|  |  | LS | 0 | 0 |  | 0 | 0 |  | 0
[9 empty] | Sub Total | 0
CODE | DESCRIPTION | Materials & Equipment |  |  |  | Labor
07 72 00 | Roof Accessories | Qty | Unit | U. Price | Sub Total | MHrs | U. Price | Sub Total | Quote | Total
07 72 26 | Balcony waterproofing |  | SF | 79.23 | 0 |  | 0 | 0 |  | 0 |  |  |  | Biggs Drive | 79.2308 | per sf
07 72 33 | Roof Hatches |  | LS | 0 | 0 |  | 0 | 0 |  | 0
|  |  | LS | 0 | 0 |  | 0 | 0 |  | 0
[9 empty] | Sub Total | 0
CODE | DESCRIPTION | Materials & Equipment |  |  |  | Labor
07 81 00 | Applied Fireproofing | Qty | Unit | U. Price | Sub Total | MHrs | U. Price | Sub Total | Quote | Total
07 84 00 | Fireproofing | 1 | LS | 30000 |  |  | 0 | 0 | 31004 | 31004 | Premium | 22495 | Fireproofing
| Firestopping |  | LS | 0 | 0 |  | 0 | 0 | 16000 | 16000 | Premium | 31004 | Firestopping | Fundy Pros | 24017.59
| Slab Caulking | [7 empty] | 4604.43 | 4604.43 | Premium | 4604.43 | Caulking
[9 empty] | Sub Total | 51608.43 | Mike's insulation | 17000 | Caulking
CODE | DESCRIPTION | Materials & Equipment |  |  |  | Labor
07 90 00 | Joint Protection | Qty | Unit | U. Price | Sub Total | MHrs | U. Price | Sub Total | Quote | Total
| Spray Foam for Deck and Covered Parking | 1 | LS | 10000 | 0 |  | 0 | 0 | 23030 | 23030 | Trinity | 108505 | Firestopping
|  |  | LS | 0 | 0 |  | 0 | 0 |  | 0 | Trinity | 14840 | Thermal barrier
[11 empty] | Trinity | 23030 | Spray foam for deck and covered parking
[9 empty] | Sub Total | 23030 | AU living | 16000 | Firestopping
CODE | DESCRIPTION | Materials & Equipment |  |  |  | Labor
|  | Qty | Unit | U. Price | Sub Total | MHrs | U. Price | Sub Total | Quote | Total
|  |  | LS | 0 | 0 |  | 0 | 0 |  | 0
|  |  | LS | 0 | 0 |  | 0 | 0 |  | 0
[9 empty] | Sub Total | 0
[5 empty] | Material Total | Total Hours |  | Labor Total | Contractor Total | TOTAL
$ / Sq.Ft | TOTAL DIVISION 7
0 |  |  |  |  | 0 | 0 |  | 0 | 1148916.09 | 1148916.09

## 8
0
[6 empty] | Openings |  |  | Schedule
|  |  | Area: | 41859 | Sq. Ft. |  |  |  | 78 | Weeks
CODE | DESCRIPTION | Materials & Equipment |  |  |  | Labor |  |  |  |  | Sub Contractor | Quote Total | Additional Quote Info
08 11 00 | Metal Doors and Frames | Qty | Unit | U. Price | Sub Total | MHrs | U. Price | Sub Total | Quote | Total
08 11 13 | Hollow Metal Doors and Frames | 38 | Units | 3034 | 0 |  | 65 | 0 | 172203 | 172203 | All Access | 321000 | Curtain wall included
08 11 16 | D1 - HM | 2 | EA | 0 | 0 |  | 0 | 0 | 0 | 0 | DCP | 82940.74 | Lawrence Hardware | Biggs Drive-Class A | 3034.83
| D2 - HM | 21 | EA | 0 | 0 |  | 0 | 0 | 0 | 0 | Coastal | 203563 | Hardware & Automatic door operator included | DCP | 127227.22
| D3 - HM | 7 | EA | 0 | 0 |  | 0 | 0 |  | 0 | Coastal | 31360 | Credit to remove door operators and actuators | DCP
| smoke seal | [9 empty] | Advantage Hardware | 231400 | Hardware & Automatic door operator included | Advantage Hardware | 115650
[9 empty] | Sub Total | 172203 | Advantage Hardware | 190750 |  | Advantage Hardware | 18920 | Hardware for Bypass Door and Pocket Door
CODE | DESCRIPTION | Materials & Equipment |  |  |  | Labor
08 14 00 | Wood Doors | Qty | Unit | U. Price | Sub Total | MHrs | U. Price | Sub Total | Quote | Total
| Pocket door and casing |  | LS | 0 | 0 |  | 0 | 0 | 0 | 0 | Difference | 107809.26
| Pre hung and patio Install |  | LS | 0 | 0 |  | 0 | 0 | 0 | 0
|  |  | LS | 0 | 0 |  | 0 | 0 |  | 0 | Maritime | 35867.48 | Suite Doors
[9 empty] | Sub Total | 0 |  | 90852.17
CODE | DESCRIPTION | Materials & Equipment |  |  |  | Labor
08 31 00 | Access Doors and Panels | Qty | Unit | U. Price | Sub Total | MHrs | U. Price | Sub Total | Quote | Total
|  |  | LS | 0 | 0 |  | 0 | 0 |  | 0
|  |  | LS | 0 | 0 |  | 0 | 0 |  | 0
[9 empty] | Sub Total | 0
CODE | DESCRIPTION | Materials & Equipment |  |  |  | Labor
08 32 00 | Sliding Gates | Qty | Unit | U. Price | Sub Total | MHrs | U. Price | Sub Total | Quote | Total
|  |  | LS | 0 | 0 |  | 0 | 0 |  | 0
|  |  | LS | 0 | 0 |  | 0 | 0 |  | 0
|  |  | LS | 0 | 0 |  | 0 | 0 |  | 0
[9 empty] | Sub Total | 0
CODE | DESCRIPTION | Materials & Equipment |  |  |  | Labor
08 33 00 | Coiling Doors and Drilles | Qty | Unit | U. Price | Sub Total | MHrs | U. Price | Sub Total | Quote | Total
| Coiling Doors | 2 | LS | 10664 | 0 |  | 0 | 0 | 27500 | 27500 | Gagnon | 27500 |  | Gagnon | 25300
|  |  | LS | 0 | 0 |  | 0 | 0 |  | 0 | Apex | 28961
|  |  | LS | 0 | 0 |  | 0 | 0 |  | 0 | Wizzard
[9 empty] | Sub Total | 27500 | North Shore |  | To submit 9th April
CODE | DESCRIPTION | Materials & Equipment |  |  |  | Labor
08 34 00 | Special Function Doors | Qty | Unit | U. Price | Sub Total | MHrs | U. Price | Sub Total | Quote | Total
|  |  | LS | 0 | 0 |  | 0 | 0 |  | 0
|  |  | LS | 0 | 0 |  | 0 | 0 |  | 0
|  |  | LS | 0 | 0 |  | 0 | 0 |  | 0
[9 empty] | Sub Total | 0
CODE | DESCRIPTION | Materials & Equipment |  |  |  | Labor
08 38 00 | Traffic Doors | Qty | Unit | U. Price | Sub Total | MHrs | U. Price | Sub Total | Quote | Total
|  |  | LS | 0 | 0 |  | 0 | 0 |  | 0
|  |  | LS | 0 | 0 |  | 0 | 0 |  | 0
[9 empty] | Sub Total | 0
CODE | DESCRIPTION | Materials & Equipment |  |  |  | Labor
08 41 00 | Entrances and Storefronts | Qty | Unit | U. Price | Sub Total | MHrs | U. Price | Sub Total | Quote | Total
| Aluminium Doors and windows |  | LS | 0 | 0 |  | 0 | 0 | 81140 | 81140
| AL1 | 232.8 | SF |  | 0 |  | 0 | 0 | 0 | 0
| AL2 | 37.5 | SF |  | 0 |  | 0 | 0 |  | 0 | FCG | 135750 | Curtain wall | FCG | 158490 | Curtain wall
| AL3 | 383.5 | SF |  | 0 |  | 0 | 0 |  | 0 |  | 23750 | LCN Automatic Door operators - for non aluminium doors |  | 23900 | LCN Automatic Door operators - for non aluminium doors
| AL4 | 153.2 | SF |  | 0 |  | 0 | 0 |  | 0 |  | 13950 | Besam Automatic Door operators - for non aluminum doors |  | 12900 | Besam Automatic Door operators - for non aluminum doors
| AL5 | 105.4 | SF |  | 0 |  | 0 | 0 |  | 0
| AL6 | 131.25 | SF |  | 0 |  | 0 | 0 |  | 0 | Royal Door | 149195 | Hardware NIC, install only | Royal Door | 142920 | No hardware supplied, install only | Operators?
| AL7 | 96.25 | SF |  | 0 |  | 0 | 0 |  | 0
| AL8 | 40.41 | SF |  | 0 |  | 0 | 0 |  | 0 | Economy | 157545 |  | Economy | 153475
| AL9 | 81.58 | SF |  | 0 |  | 0 | 0 |  | 0 |  | 16875 | Hardware for non Aluminum doors |  | 16375 | Hardware for non Aluminum doors
| AL10 | 333.75 | SF |  | 0 |  | 0 | 0 |  | 0
| AL11 | 22.25 | SF |  | 0 |  | 0 | 0 |  | 0 | Advantage Hardware | 24600 | Automatic Operators | Advantage Hardware | 13200 | Aluminum Hardware
| AL12 | 29.67 | SF |  | 0 |  | 0 | 0 |  | 0 |  |  |  | Advantage Hardware | 28820 | Automatic Door Operator
| AL13 | 98.88 | SF |  | 0 |  | 0 | 0 |  | 0 | Go Glass | 81140
| AL14 | 141.12 | SF |  | 0 |  | 0 | 0 |  | 0
| AL15 | 63.5 | SF |  | 0 |  | 0 | 0 |  | 0 | Go Glass | 39801 | Aluminum Hardware & Automatic door operators (Aluminum & Steel)
| AL16 | 142.86 | SF |  | 0 |  | 0 | 0 |  | 0 | Active Glass | 109500 | Hardware NIC
| AL17 | 84.67 | SF |  | 0 |  | 0 | 0 |  | 0
| AL18 | 57.84 | SF |  | 0 |  | 0 | 0 |  | 0
| Automatic operators (at non aluminum doors) |  |  | 0 | 0 |  | 0 | 0 | 0 | 0
| Automatic operators (aluminum doors) | 5 | EA | 30000 | 0 |  | 0 | 0 | 39801 | 39801
|  |  |  | 0 | 0 |  | 0 | 0 |  | 0
[9 empty] | Sub Total | 120941
CODE | DESCRIPTION | Materials & Equipment |  |  |  | Labor
08 44 00 | Curtain Wall and Glazed Assemblies | Qty | Unit | U. Price | Sub Total | MHrs | U. Price | Sub Total | Quote | Total
|  |  | LS | 0 | 0 |  | 0 | 0 |  | 0
|  |  | LS | 0 | 0 |  | 0 | 0 |  | 0
[9 empty] | Sub Total | 0
CODE | DESCRIPTION | Materials & Equipment |  |  |  | Labor
08 50 00 | Windows | Qty | Unit | U. Price | Sub Total | MHrs | U. Price | Sub Total | Quote | Total
08 51 00 | W1 | 12 | EA | 1067 |  |  | 0 | 0 | 98287.29 | 98287.29 | Maritime | 98287.29 | Black and white-Windows | Maritime | 123684.66 | All white | Window | QTY | Maritime Spec | Price | Total | Global |  |  | Extreme
08 52 00 | W2 | 69 | EA | 955 |  |  | 0 | 0 | 47475.43 | 47475.43 | Maritime | 47475.43 | Patio |  |  |  | W1 | 12 | 12 | 1066.72 | 12800.64 | 9 | 812.6 | 7313.4 | 9 | 922.52 | 8302.68
08 52 00 | W3 | 9 | EA | 725 |  |  | 0 | 0 |  | 0 | Global | 113699.48 |  | Global | 103186.17 |  | W1 | 0 | 9 | 1060.81 | 9547.29 | 3 | 1051.77 | 3155.31 | 3 | 1044.55 | 3133.65
08 52 00 | W4 | 24 | EA | 554 |  |  | 0 | 0 |  | 0 | [6 empty] | W1 | 0 | 3 | 1220.49 | 3661.47 | 18 | 891.34 | 16044.12 |  | 891.34 | 0
08 52 00 | W6 | 6 | EA | 230 |  |  | 0 | 0 |  | 0 | Home Hardware/Extreme | 111421.5 |  |  |  |  | W2 | 69 | 6 | 1066.72 | 6400.32 | 27 | 668.6 | 18052.2 | 51 | 799.37 | 40767.87
08 53 00 | Patio- D8 | 24 | EA | 1800 |  |  | 0 | 0 |  | 0 | [6 empty] | W2 | 0 | 51 | 913.32 | 46579.32 | 24 | 668.6 | 16046.4 | 18 | 907.97 | 16343.46
08 54 00 | Patio- D1 | 8 | EA | 0 | 0 |  | 0 | 0 |  | 0 | [6 empty] | W3 | 9 | 6 | 534.75 | 3208.5 | 3 | 691.74 | 2075.22 | 3 | 379.53 | 1138.59
[9 empty] | Sub Total | 145762.72 | [6 empty] | W3 | 0 | 3 | 428.76 | 1286.28 | 6 | 449.16 | 2694.96 | 6 | 517.99 | 3107.94
CODE | DESCRIPTION | Materials & Equipment |  |  |  | Labor | [10 empty] | W4 | 24 | 24 | 424.22 | 10181.28 | 24 | 391.09 | 9386.16 | 24 | 256.38 | 6153.12
08 70 00 | Hardware | Qty | Unit | U. Price | Sub Total | MHrs | U. Price | Sub Total | Quote | Total | [6 empty] | W5 | 3 | 3 | 290.61 | 871.83 | 3 | 238.84 | 716.52 | 3 |  | 0
|  |  | LS | 0 | 0 |  | 0 | 0 |  | 0 | [6 empty] | W6 | 6 | 6 | 600.06 | 3600.36 | 6 | 411.7 | 2470.2 | 6 | 595.61 | 3573.66
|  |  | LS | 0 | 0 |  | 0 | 0 |  | 0 | [6 empty] | Delivery | 0 | 3 | 50 | 150 |  | 450.97 | 0 |  | 450.97 | 0
[17 empty] | Total | 123 | 123 |  | 0 | 123 |  |  | 123
[9 empty] | Sub Total | 0 | [6 empty] | Vinyl Doors |  |  |  | 0
CODE | DESCRIPTION | Materials & Equipment |  |  |  | Labor | [10 empty] | D8 | 24 | 0 | 0 | 0 | 13 | 1106.57 | 14385.41 | 10 | 831.84 | 8318.4
08 81 00 | Glass Glazing | Qty | Unit | U. Price | Sub Total | MHrs | U. Price | Sub Total | Quote | Total | [6 empty] | D1 | 8 | 0 | 0 | 0 | 9 | 672.45 | 6052.05 | 12 | 1059.11 | 12709.32
|  |  | LS | 0 | 0 |  | 0 | 0 |  | 0 | [11 empty] | 2 | 1252.29 | 2504.58 | 2 | 1467.75 | 2935.5
|  |  | LS | 0 | 0 |  | 0 | 0 |  | 0 | [11 empty] | 9 | 1422.55 | 12802.95 | 9 | 548.59 | 4937.31
[17 empty] | Total | 32 |  |  | 98287.29 |  |  | 113699.48 |  |  | 111421.5
[9 empty] | Sub Total | 0 | [11 empty] | 33 |  |  | 33
CODE | DESCRIPTION | Materials & Equipment |  |  |  | Labor
08 83 00 | Mirrors | Qty | Unit | U. Price | Sub Total | MHrs | U. Price | Sub Total | Quote | Total
| Mirrors | 38 | SF | 300 | 0 |  | 0 | 0 |  | 0 | Removed because it's already in Short Atlantic's quote in Div 10
|  |  | LS | 0 | 0 |  | 0 | 0 |  | 0
[9 empty] | Sub Total | 0
CODE | DESCRIPTION | Materials & Equipment |  |  |  | Labor
08 87 00 | Glazing Surface Films | Qty | Unit | U. Price | Sub Total | MHrs | U. Price | Sub Total | Quote | Total
|  |  | LS | 0 | 0 |  | 0 | 0 |  | 0
|  |  | LS | 0 | 0 |  | 0 | 0 |  | 0
[9 empty] | Sub Total | 0
CODE | DESCRIPTION | Materials & Equipment |  |  |  | Labor
08 91 00 | Louvers | Qty | Unit | U. Price | Sub Total | MHrs | U. Price | Sub Total | Quote | Total
|  |  | LS | 0 | 0 |  | 0 | 0 |  | 0
|  |  | LS | 0 | 0 |  | 0 | 0 |  | 0
[9 empty] | Sub Total | 0
CODE | DESCRIPTION | Materials & Equipment |  |  |  | Labor
|  | Qty | Unit | U. Price | Sub Total | MHrs | U. Price | Sub Total | Quote | Total
|  |  | LS | 0 | 0 |  | 0 | 0 |  | 0
|  |  | LS | 0 | 0 |  | 0 | 0 |  | 0
[9 empty] | Sub Total | 0
[5 empty] | Material Total | Total Hours |  | Labor Total | Contractor Total | TOTAL
$ / Sq.Ft | TOTAL DIVISION 8
0 |  |  |  |  | 0 | 0 |  | 0 | 466406.72 | 466406.72
Note on AA87: Black
Note on X88: W2
Note on AA100: D8-Black
Note on AA101: D8-BF

## 9
0
[6 empty] | Finishes |  |  | Schedule
|  |  | Area: | 41859 | Sq. Ft. |  |  |  | 78 | Weeks
CODE | DESCRIPTION | Materials & Equipment |  |  |  | Labor |  |  |  |  | Sub Contractor | Quote Total | Additional Quote Info
09 20 00 | Plaster and Gypsum Board | Qty | Unit | U. Price | Sub Total | MHrs | U. Price | Sub Total | Quote | Total
| Drywall | 41859 | SF | 0 | 0 |  | 0 | 0 | 620000 | 620000
| Buffer | 1 | LS | 100000 | 100000 |  | 0 | 0 |  | 100000
|  |  | SF | 0 | 0 |  | 0 | 0 |  | 0
|  |  | SF | 0 | 0 |  | 0 | 0 |  | 0 | [6 empty] | Window bucks?
|  |  | SF | 0 | 0 |  | 0 | 0 |  | 0 | AU living | 620000 | Drywall Return, frame install, backings, vapor barrier, insulation included | AU living | 520000 | Fire caulking included
|  |  | SF | 0 | 0 |  | 0 | 0 |  | 0 | Fundy Pros | 809424.06 |  | Fundy Pros | 715777.81
[11 empty] | Arsenault | 893910 |  | Arsenault | 797150
[9 empty] | Sub Total | 720000 | Premium Drywall (Accent Drywall) | 775000 | Window retun NIC | Premium Drywall (Accent Drywall) | 649875 | Window return, steel door frams, caulking NIC
CODE | DESCRIPTION | Materials & Equipment |  |  |  | Labor
09 30 00 | Tiling | Qty | Unit | U. Price | Sub Total | MHrs | U. Price | Sub Total | Quote | Total
|  |  | SF | 0 | 0 |  | 0 | 0 |  | 0
|  |  | SF | 0 | 0 |  | 0 | 0 |  | 0
|  |  | SF | 0 | 0 |  | 0 | 0 |  | 0
|  |  | SF | 0 | 0 |  | 0 | 0 |  | 0
[9 empty] | Sub Total | 0
CODE | DESCRIPTION | Materials & Equipment |  |  |  | Labor
09 50 00 | Ceiling | Qty | Unit | U. Price | Sub Total | MHrs | U. Price | Sub Total | Quote | Total
|  |  | SF | 0 | 0 |  | 0 | 0 |  | 0
|  |  | SF | 0 | 0 |  | 0 | 0 |  | 0
[9 empty] | Sub Total | 0
CODE | DESCRIPTION | Materials & Equipment |  |  |  | Labor
09 60 00 | Flooring | Qty | Unit | U. Price | Sub Total | MHrs | U. Price | Sub Total | Quote | Total
09 61 00 | Flooring - Ceramic, Vinyl & Carpet Tiles | 41859 | SF | 5.39 | 0 |  | 0 | 0 | 168018 | 168018 | Foor doctor | 242099 |  | Joyce Ave | 4.22
| Kitchen Backsplash |  | SF | 0 | 0 |  | 0 | 0 | 9030 | 9030 | JA Kelly | 168018 |  | Biggs Drive | 5.39
09 62 00 | Gym flooring |  | SF | 0 | 0 |  | 0 | 0 |  | 0 | Number 1 Floor
09 64 00 | Wood Flooring |  | SF | 0 | 0 |  | 0 | 0 |  | 0
09 65 00 | VCT |  | SF | 0 | 0 |  | 0 | 0 |  | 0 | Ritchies | 199374 |  | Ritchies | 202987 | All inclusive
09 67 00 | LVT |  | SF | 0 | 0 |  | 0 | 0 |  | 0 | Ritchies | 9030 | Kitchen Backsplash | Fundy Pros | 175201.2 | 3mm plank.
09 68 00 | Carpet Tile |  | SF | 0 | 0 |  | 0 | 0 |  | 0 | Ritchies | -7200 | Rubber tread to vinyl tread & riser | Domus | 198688 | 2.5mm plank, Gym floor included
[11 empty] | Ritchies | -5100 | Nylon carpet option | Sego | 81602.78 | Unit type flooring only
[11 empty] | Domus | 198688 |  | Sego | 2039.45 | Breakout cost for Gym
Sego
Sego
[9 empty] | Sub Total | 177048
CODE | DESCRIPTION | Materials & Equipment |  |  |  | Labor
09 72 00 | Wall Coverings | Qty | Unit | U. Price | Sub Total | MHrs | U. Price | Sub Total | Quote | Total
|  |  | SF | 0 | 0 |  | 0 | 0 |  | 0
|  |  | SF | 0 | 0 |  | 0 | 0 |  | 0
[9 empty] | Sub Total | 0
CODE | DESCRIPTION | Materials & Equipment |  |  |  | Labor
09 91 00 | Painting | Qty | Unit | U. Price | Sub Total | MHrs | U. Price | Sub Total | Quote | Total | Coats | 155999
09 91 13 | Painting |  | SF | 0 | 0 |  | 0 | 0 | 123000 | 123000 | aSafety Gardian | 124261.2
09 91 23 | Interior Painting |  | SF | 0 | 0 |  | 0 | 0 |  | 0 | aSafety Gardian | 10799.25 | Commercial space | Paint2Perfection | 169793
[11 empty] | Aspire | 123000 |  | Paint Genix | 119340 | Evertything included. Confirmed via phone
[11 empty] | AU living | 190000 |  | AU living | 196000
[11 empty] | Paint2Perfection | 175493 |  |  | 4.6824
[11 empty] | Passionate painters | 99278.4
[9 empty] | Sub Total | 123000 | Priority | 126587.79
[5 empty] | Material Total | Total Hours |  | Labor Total | Contractor Total | TOTAL
$ / Sq.Ft | TOTAL DIVISION 9
#VALUE! |  |  |  |  | 100000 | 0 |  | 0 | 920048 | 1020048

## 10
0
[6 empty] | Specalties |  |  | Schedule
|  |  | Area: | 41859 | Sq. Ft. |  |  |  | 78 | Weeks
CODE | DESCRIPTION | Materials & Equipment |  |  |  | Labor |  |  |  |  | Sub Contractor | Quote Total | Additional Quote Info
10 11 00 | Visual Display Units | Qty | Unit | U. Price | Sub Total | MHrs | U. Price | Sub Total | Quote | Total
|  |  | LS | 0 | 0 |  | 0 | 0 |  | 0
|  |  | LS | 0 | 0 |  | 0 | 0 |  | 0
|  |  | LS | 0 | 0 |  | 0 | 0 |  | 0
|  |  | LS | 0 | 0 |  | 0 | 0 |  | 0
|  |  | LS | 0 | 0 |  | 0 | 0 |  | 0
[9 empty] | Sub Total | 0
CODE | DESCRIPTION | Materials & Equipment |  |  |  | Labor
10 14 00 | Signage | Qty | Unit | U. Price | Sub Total | MHrs | U. Price | Sub Total | Quote | Total
|  |  | LS | 0 | 0 |  | 0 | 0 |  | 0
|  |  | LS | 0 | 0 |  | 0 | 0 |  | 0
|  |  | LS | 0 | 0 |  | 0 | 0 |  | 0
|  |  | LS | 0 | 0 |  | 0 | 0 |  | 0
[9 empty] | Sub Total | 0
CODE | DESCRIPTION | Materials & Equipment |  |  |  | Labor
10 20 00 | Interior Specialties | Qty | Unit | U. Price | Sub Total | MHrs | U. Price | Sub Total | Quote | Total
10 21 00 | Toilet paper holder | 38 | EA | 0 | 0 |  | 0 | 0 |  | 0
10 21 13 | Towel Bars | 38 | EA | 0 | 0 |  | 0 | 0 |  | 0
10 22 00 | Shower Curtain | 38 | EA | 0 | 0 |  | 0 | 0 |  | 0
10 22 19 | Grab bar - 24" | 2 | EA | 0 | 0 |  | 0 | 0 |  | 0
10 22 39 | Grab bar - 42" | 2 | EA | 0 | 0 |  | 0 | 0 |  | 0
10 22 39 | L - ShapedGrab bar - 30"x30" | 2 | EA | 0 | 0 |  | 0 | 0 |  | 0 | Div10 | 4100 | Towel ring, mirror MIC
10 22 43 | Mirror | 38 | EA | 0 | 0 | 80 | 65 | 5200 | 13500 | 18700 | Short Atlantic |  |  | Short Atlantic | 13500 | Mirror included
10 28 00 | Additional 3 Unit | 3 | EA | 250 | 750 |  | 0 | 0 |  | 750 | Rodney Enterprises | 1010 | Grab bars | Rodney Enterprises | 1010 | Grab Bars
[12 empty] | 3370 | Roof Hatch | Div10 | 800
534.2857
[9 empty] | Sub Total | 19450
CODE | DESCRIPTION | Materials & Equipment |  |  |  | Labor
10 44 00 | Fire Protection Specialties | Qty | Unit | U. Price | Sub Total | MHrs | U. Price | Sub Total | Quote | Total
10 44 16 | Fire Extinguishers |  | LS | 0 | 0 |  | 0 | 0 |  | 0
|  |  | LS | 0 | 0 |  | 0 | 0 |  | 0
[9 empty] | Sub Total | 0
CODE | DESCRIPTION | Materials & Equipment |  |  |  | Labor
10 51 00 | Lockers | Qty | Unit | U. Price | Sub Total | MHrs | U. Price | Sub Total | Quote | Total
| Mesh Partitions for Storage Lockers | 41859 | SF | 0.5 |  |  | 0 | 0 | 34700 | 34700 |  |  |  | Bigg's Drive | 4370 | Mailbox
| Priced for 35 unit | 1% | LS | 0 | 0 |  | 0 | 0 | 4275 | 4275 | Short Atlantic |  |  | Short Atlantic | 4275
| Additional 3 Unit | 3 | EA | 122.1429 | 366.4286 |  | 0 | 0 |  | 366.4286 | Rodney Enterprises | 34700 |  | Rodney Enterprises | 34345
[11 empty] | Stor-it | 45754.12 |  | Stor-it | 43692.87
[9 empty] | Sub Total | 39341.4286
CODE | DESCRIPTION | Materials & Equipment |  |  |  | Labor
10 57 00 | Wardrobe and Closet Specialties | Qty | Unit | U. Price | Sub Total | MHrs | U. Price | Sub Total | Quote | Total
| Shelves | 41859 | LS | 0.48 |  |  | 0 | 0 | 29580 | 29580 | Hang it | 29580 |  | Hang it | 28377
|  |  | LS | 0 | 0 |  | 0 | 0 |  | 0
[9 empty] | Sub Total | 29580
CODE | DESCRIPTION | Materials & Equipment |  |  |  | Labor
10 70 00 | Exterior Specialties | Qty | Unit | U. Price | Sub Total | MHrs | U. Price | Sub Total | Quote | Total
10 73 00 | Bike Rack | 1 | LS | 3175 |  |  | 0 | 0 | 1605 | 1605 | Rodney | 1605 |  | Rodney Enterprises | 1420
10 73 16 | Canopies |  | LS | 0 | 0 |  | 0 | 0 |  | 0 | Rietzel | 3500 |  | Rietzel | 2500
10 75 00 | Flagpoles | [9 empty] | Ayles | 1980
[9 empty] | Sub Total | 1605
CODE | DESCRIPTION | Materials & Equipment |  |  |  | Labor
|  | Qty | Unit | U. Price | Sub Total | MHrs | U. Price | Sub Total | Quote | Total
| Roof Hatch |  | LS | 0 | 0 |  | 0 | 0 | 0 | 0 |  |  |  | Rodney Enterprises | 3220
|  |  | LS | 0 | 0 |  | 0 | 0 |  | 0
| Mesh Partitions for Storage Lockers |  | LS | 0 | 0 |  | 0 | 0 | 0 | 0
|  |  | LS | 0 | 0 |  | 0 | 0 |  | 0
[9 empty] | Sub Total | 0
[5 empty] | Material Total | Total Hours |  | Labor Total | Contractor Total | TOTAL
$ / Sq.Ft | TOTAL DIVISION 10
0 |  |  |  |  | 1116.4286 | 80 |  | 5200 | 83660 | 89976.4286

## 11
0
[6 empty] | Equipment |  |  | Schedule
|  |  | Area: | 41859 | Sq. Ft. |  |  |  | 78 | Weeks
CODE | DESCRIPTION | Materials & Equipment |  |  |  | Labor |  |  |  |  | Sub Contractor | Quote Total | Additional Quote Info
11 11 00 | Vehicle Service Equipment | Qty | Unit | U. Price | Sub Total | MHrs | U. Price | Sub Total | Quote | Total
|  |  | LS | 0 | 0 |  | 0 | 0 |  | 0
|  |  | LS | 0 | 0 |  | 0 | 0 |  | 0
|  |  | LS | 0 | 0 |  | 0 | 0 |  | 0
|  |  | LS | 0 | 0 |  | 0 | 0 |  | 0
|  |  | LS | 0 | 0 |  | 0 | 0 |  | 0
|  |  | LS | 0 | 0 |  | 0 | 0 |  | 0
|  |  | LS | 0 | 0 |  | 0 | 0 |  | 0
|  |  | LS | 0 | 0 |  | 0 | 0 |  | 0
|  |  | LS | 0 | 0 |  | 0 | 0 |  | 0
|  |  | LS | 0 | 0 |  | 0 | 0 |  | 0
|  |  | LS | 0 | 0 |  | 0 | 0 |  | 0
|  |  | LS | 0 | 0 |  | 0 | 0 |  | 0
[9 empty] | Sub Total | 0
CODE | DESCRIPTION | Materials & Equipment |  |  |  | Labor
11 13 00 | Loading Dock Equipment | Qty | Unit | U. Price | Sub Total | MHrs | U. Price | Sub Total | Quote | Total
|  |  | LS | 0 | 0 |  | 0 | 0 |  | 0
|  |  | LS | 0 | 0 |  | 0 | 0 |  | 0
|  |  | LS | 0 | 0 |  | 0 | 0 |  | 0
|  |  | LS | 0 | 0 |  | 0 | 0 |  | 0
|  |  | LS | 0 | 0 |  | 0 | 0 |  | 0
|  |  | LS | 0 | 0 |  | 0 | 0 |  | 0
|  |  | LS | 0 | 0 |  | 0 | 0 |  | 0
[9 empty] | Sub Total | 0
CODE | DESCRIPTION | Materials & Equipment |  |  |  | Labor
11 30 00 | Residential Equipment | Qty | Unit | U. Price | Sub Total | MHrs | U. Price | Sub Total | Quote | Total
11 30 13 | Residential Appliances | 35 | Unit | 3600 |  |  | 0 | 0 | 133599 | 133599 | Greenfoot | 132183 | Bundle discount | Greenfoot | 124178
|  |  | LS | 0 | 0 |  | 0 | 0 |  | 0 |  | 133599
|  |  | LS | 0 | 0 |  | 0 | 0 |  | 0
[9 empty] | Sub Total | 133599
CODE | DESCRIPTION | Materials & Equipment |  |  |  | Labor
11 41 00 | Food Storage Equipment | Qty | Unit | U. Price | Sub Total | MHrs | U. Price | Sub Total | Quote | Total
11 41 23 | Walk-In Coolers |  | LS | 0 | 0 |  | 0 | 0 |  | 0
|  |  | LS | 0 | 0 |  | 0 | 0 |  | 0
|  |  | LS | 0 | 0 |  | 0 | 0 |  | 0
|  |  | LS | 0 | 0 |  | 0 | 0 |  | 0
|  |  | LS | 0 | 0 |  | 0 | 0 |  | 0
[9 empty] | Sub Total | 0
CODE | DESCRIPTION | Materials & Equipment |  |  |  | Labor
11 48 00 | Food service Cleaning and Disposal Equipment | Qty | Unit | U. Price | Sub Total | MHrs | U. Price | Sub Total | Quote | Total
11 48 13 | Commercial Dishwasher |  | LS | 0 | 0 |  | 0 | 0 |  | 0
|  |  | LS | 0 | 0 |  | 0 | 0 |  | 0
|  |  | LS | 0 | 0 |  | 0 | 0 |  | 0
|  |  | LS | 0 | 0 |  | 0 | 0 |  | 0
|  |  | LS | 0 | 0 |  | 0 | 0 |  | 0
|  |  | LS | 0 | 0 |  | 0 | 0 |  | 0
|  |  | LS | 0 | 0 |  | 0 | 0 |  | 0
[9 empty] | Sub Total | 0
CODE | DESCRIPTION | Materials & Equipment |  |  |  | Labor
11 52 00 | Audio-Visual Equipment | Qty | Unit | U. Price | Sub Total | MHrs | U. Price | Sub Total | Quote | Total
|  |  | LS | 0 | 0 |  | 0 | 0 |  | 0
|  |  | LS | 0 | 0 |  | 0 | 0 |  | 0
|  |  | LS | 0 | 0 |  | 0 | 0 |  | 0
|  |  | LS | 0 | 0 |  | 0 | 0 |  | 0
|  |  | LS | 0 | 0 |  | 0 | 0 |  | 0
[9 empty] | Sub Total | 0
CODE | DESCRIPTION | Materials & Equipment |  |  |  | Labor
11 53 00 | Laboratory Equipment | Qty | Unit | U. Price | Sub Total | MHrs | U. Price | Sub Total | Quote | Total
|  |  | LS | 0 | 0 |  | 0 | 0 |  | 0
|  |  | LS | 0 | 0 |  | 0 | 0 |  | 0
|  |  | LS | 0 | 0 |  | 0 | 0 |  | 0
[9 empty] | Sub Total | 0
CODE | DESCRIPTION | Materials & Equipment |  |  |  | Labor
|  | Qty | Unit | U. Price | Sub Total | MHrs | U. Price | Sub Total | Quote | Total
|  |  | LS | 0 | 0 |  | 0 | 0 |  | 0
|  |  | LS | 0 | 0 |  | 0 | 0 |  | 0
|  |  | LS | 0 | 0 |  | 0 | 0 |  | 0
|  |  | LS | 0 | 0 |  | 0 | 0 |  | 0
|  |  | LS | 0 | 0 |  | 0 | 0 |  | 0
[9 empty] | Sub Total | 0
CODE | DESCRIPTION | Materials & Equipment |  |  |  | Labor
|  | Qty | Unit | U. Price | Sub Total | MHrs | U. Price | Sub Total | Quote | Total
|  |  | LS | 0 | 0 |  | 0 | 0 |  | 0
|  |  | LS | 0 | 0 |  | 0 | 0 |  | 0
|  |  | LS | 0 | 0 |  | 0 | 0 |  | 0
|  |  | LS | 0 | 0 |  | 0 | 0 |  | 0
[9 empty] | Sub Total | 0
[5 empty] | Material Total | Total Hours |  | Labor Total | Contractor Total | TOTAL
$ / Sq.Ft | TOTAL DIVISION 11
3.1916 |  |  |  |  | 0 | 0 |  | 0 | 133599 | 133599

## 12
0
[6 empty] | Furnishing |  |  | Schedule
|  |  | Area: | 41859 | Sq. Ft. |  |  |  | 78 | Weeks
CODE | DESCRIPTION | Materials & Equipment |  |  |  | Labor |  |  |  |  | Sub Contractor | Quote Total | Additional Quote Info
12 20 00 | Window Treatments | Qty | Unit | U. Price | Sub Total | MHrs | U. Price | Sub Total | Quote | Total
|  |  | LS | 0 | 0 |  | 0 | 0 |  | 0
|  |  | LS | 0 | 0 |  | 0 | 0 |  | 0
|  |  | LS | 0 | 0 |  | 0 | 0 |  | 0
|  |  | LS | 0 | 0 |  | 0 | 0 |  | 0
|  |  | LS | 0 | 0 |  | 0 | 0 |  | 0
|  |  | LS | 0 | 0 |  | 0 | 0 |  | 0
|  |  | LS | 0 | 0 |  | 0 | 0 |  | 0
|  |  | LS | 0 | 0 |  | 0 | 0 |  | 0
|  |  | LS | 0 | 0 |  | 0 | 0 |  | 0
|  |  | LS | 0 | 0 |  | 0 | 0 |  | 0
|  |  | LS | 0 | 0 |  | 0 | 0 |  | 0
|  |  | LS | 0 | 0 |  | 0 | 0 |  | 0
[9 empty] | Sub Total | 0
CODE | DESCRIPTION | Materials & Equipment |  |  |  | Labor
12 21 00 | Window Blinds | Qty | Unit | U. Price | Sub Total | MHrs | U. Price | Sub Total | Quote | Total
| Window Blinds | 38 | Unit | 705.25 |  |  | 0 | 0 | 29165 | 29165 | Enersav Atlantic | 29165 |  | 23604 | Option 1- Open Roll and round cassette | Commercial space not included
|  |  | LS | 0 | 0 |  | 0 | 0 |  | 0 | Enersav Atlantic |  |  | 25303 | Option 2- Round cassette | Commercial space not included
|  |  | LS | 0 | 0 |  | 0 | 0 |  | 0 | Enersav Atlantic |  |  | 23495 | Option 3 | Commercial space not included
|  |  | LS | 0 | 0 |  | 0 | 0 |  | 0
|  |  | LS | 0 | 0 |  | 0 | 0 |  | 0 | Interior vision | 33729
|  |  | LS | 0 | 0 |  | 0 | 0 |  | 0
|  |  | LS | 0 | 0 |  | 0 | 0 |  | 0
[9 empty] | Sub Total | 29165
CODE | DESCRIPTION | Materials & Equipment |  |  |  | Labor
12 30 00 | Casework | Qty | Unit | U. Price | Sub Total | MHrs | U. Price | Sub Total | Quote | Total
|  |  | LS | 0 | 0 |  | 0 | 0 |  | 0
|  |  | LS | 0 | 0 |  | 0 | 0 |  | 0
|  |  | LS | 0 | 0 |  | 0 | 0 |  | 0
[9 empty] | Sub Total | 0
CODE | DESCRIPTION | Materials & Equipment |  |  |  | Labor
12 32 00 | Manufactured Wood Casework | Qty | Unit | U. Price | Sub Total | MHrs | U. Price | Sub Total | Quote | Total
|  |  | LS | 0 | 0 |  | 0 | 0 |  | 0
|  |  | LS | 0 | 0 |  | 0 | 0 |  | 0
|  |  | LS | 0 | 0 |  | 0 | 0 |  | 0
|  |  | LS | 0 | 0 |  | 0 | 0 |  | 0
|  |  | LS | 0 | 0 |  | 0 | 0 |  | 0
[9 empty] | Sub Total | 0
CODE | DESCRIPTION | Materials & Equipment |  |  |  | Labor
12 35 00 | Specialty Casework | Qty | Unit | U. Price | Sub Total | MHrs | U. Price | Sub Total | Quote | Total
|  |  | LS | 0 | 0 |  | 0 | 0 |  | 0
|  |  | LS | 0 | 0 |  | 0 | 0 |  | 0
|  |  | LS | 0 | 0 |  | 0 | 0 |  | 0
|  |  | LS | 0 | 0 |  | 0 | 0 |  | 0
|  |  | LS | 0 | 0 |  | 0 | 0 |  | 0
|  |  | LS | 0 | 0 |  | 0 | 0 |  | 0
|  |  | LS | 0 | 0 |  | 0 | 0 |  | 0
[9 empty] | Sub Total | 0
CODE | DESCRIPTION | Materials & Equipment |  |  |  | Labor
12 36 00 | Countertops | Qty | Unit | U. Price | Sub Total | MHrs | U. Price | Sub Total | Quote | Total
|  |  | LS | 0 | 0 |  | 0 | 0 |  | 0
|  |  | LS | 0 | 0 |  | 0 | 0 |  | 0
|  |  | LS | 0 | 0 |  | 0 | 0 |  | 0
|  |  | LS | 0 | 0 |  | 0 | 0 |  | 0
|  |  | LS | 0 | 0 |  | 0 | 0 |  | 0
[9 empty] | Sub Total | 0
CODE | DESCRIPTION | Materials & Equipment |  |  |  | Labor
|  | Qty | Unit | U. Price | Sub Total | MHrs | U. Price | Sub Total | Quote | Total
|  |  | LS | 0 | 0 |  | 0 | 0 |  | 0
|  |  | LS | 0 | 0 |  | 0 | 0 |  | 0
|  |  | LS | 0 | 0 |  | 0 | 0 |  | 0
[9 empty] | Sub Total | 0
CODE | DESCRIPTION | Materials & Equipment |  |  |  | Labor
|  | Qty | Unit | U. Price | Sub Total | MHrs | U. Price | Sub Total | Quote | Total
|  |  | LS | 0 | 0 |  | 0 | 0 |  | 0
|  |  | LS | 0 | 0 |  | 0 | 0 |  | 0
|  |  | LS | 0 | 0 |  | 0 | 0 |  | 0
|  |  | LS | 0 | 0 |  | 0 | 0 |  | 0
|  |  | LS | 0 | 0 |  | 0 | 0 |  | 0
[9 empty] | Sub Total | 0
CODE | DESCRIPTION | Materials & Equipment |  |  |  | Labor
|  | Qty | Unit | U. Price | Sub Total | MHrs | U. Price | Sub Total | Quote | Total
|  |  | LS | 0 | 0 |  | 0 | 0 |  | 0
|  |  | LS | 0 | 0 |  | 0 | 0 |  | 0
|  |  | LS | 0 | 0 |  | 0 | 0 |  | 0
|  |  | LS | 0 | 0 |  | 0 | 0 |  | 0
[9 empty] | Sub Total | 0
[5 empty] | Material Total | Total Hours |  | Labor Total | Contractor Total | TOTAL
$ / Sq.Ft | TOTAL DIVISION 12
0.69674 |  |  |  |  | 0 | 0 |  | 0 | 29165 | 29165

## 13
0
[6 empty] | Special Construction |  |  | Schedule
|  |  | Area: | 41859 | Sq. Ft. |  |  |  | 78 | Weeks
CODE | DESCRIPTION | Materials & Equipment |  |  |  | Labor |  |  |  |  | Sub Contractor | Quote Total | Additional Quote Info
|  | Qty | Unit | U. Price | Sub Total | MHrs | U. Price | Sub Total | Quote | Total
|  |  | LS | 0 | 0 |  | 0 | 0 |  | 0
|  |  | LS | 0 | 0 |  | 0 | 0 |  | 0
|  |  | LS | 0 | 0 |  | 0 | 0 |  | 0
|  |  | LS | 0 | 0 |  | 0 | 0 |  | 0
|  |  | LS | 0 | 0 |  | 0 | 0 |  | 0
|  |  | LS | 0 | 0 |  | 0 | 0 |  | 0
|  |  | LS | 0 | 0 |  | 0 | 0 |  | 0
|  |  | LS | 0 | 0 |  | 0 | 0 |  | 0
|  |  | LS | 0 | 0 |  | 0 | 0 |  | 0
|  |  | LS | 0 | 0 |  | 0 | 0 |  | 0
|  |  | LS | 0 | 0 |  | 0 | 0 |  | 0
|  |  | LS | 0 | 0 |  | 0 | 0 |  | 0
[9 empty] | Sub Total | 0
CODE | DESCRIPTION | Materials & Equipment |  |  |  | Labor
|  | Qty | Unit | U. Price | Sub Total | MHrs | U. Price | Sub Total | Quote | Total
|  |  | LS | 0 | 0 |  | 0 | 0 |  | 0
|  |  | LS | 0 | 0 |  | 0 | 0 |  | 0
|  |  | LS | 0 | 0 |  | 0 | 0 |  | 0
|  |  | LS | 0 | 0 |  | 0 | 0 |  | 0
|  |  | LS | 0 | 0 |  | 0 | 0 |  | 0
|  |  | LS | 0 | 0 |  | 0 | 0 |  | 0
|  |  | LS | 0 | 0 |  | 0 | 0 |  | 0
[9 empty] | Sub Total | 0
CODE | DESCRIPTION | Materials & Equipment |  |  |  | Labor
|  | Qty | Unit | U. Price | Sub Total | MHrs | U. Price | Sub Total | Quote | Total
|  |  | LS | 0 | 0 |  | 0 | 0 |  | 0
|  |  | LS | 0 | 0 |  | 0 | 0 |  | 0
|  |  | LS | 0 | 0 |  | 0 | 0 |  | 0
[9 empty] | Sub Total | 0
CODE | DESCRIPTION | Materials & Equipment |  |  |  | Labor
|  | Qty | Unit | U. Price | Sub Total | MHrs | U. Price | Sub Total | Quote | Total
|  |  | LS | 0 | 0 |  | 0 | 0 |  | 0
|  |  | LS | 0 | 0 |  | 0 | 0 |  | 0
|  |  | LS | 0 | 0 |  | 0 | 0 |  | 0
|  |  | LS | 0 | 0 |  | 0 | 0 |  | 0
|  |  | LS | 0 | 0 |  | 0 | 0 |  | 0
[9 empty] | Sub Total | 0
CODE | DESCRIPTION | Materials & Equipment |  |  |  | Labor
|  | Qty | Unit | U. Price | Sub Total | MHrs | U. Price | Sub Total | Quote | Total
|  |  | LS | 0 | 0 |  | 0 | 0 |  | 0
|  |  | LS | 0 | 0 |  | 0 | 0 |  | 0
|  |  | LS | 0 | 0 |  | 0 | 0 |  | 0
|  |  | LS | 0 | 0 |  | 0 | 0 |  | 0
|  |  | LS | 0 | 0 |  | 0 | 0 |  | 0
|  |  | LS | 0 | 0 |  | 0 | 0 |  | 0
|  |  | LS | 0 | 0 |  | 0 | 0 |  | 0
[9 empty] | Sub Total | 0
CODE | DESCRIPTION | Materials & Equipment |  |  |  | Labor
|  | Qty | Unit | U. Price | Sub Total | MHrs | U. Price | Sub Total | Quote | Total
|  |  | LS | 0 | 0 |  | 0 | 0 |  | 0
|  |  | LS | 0 | 0 |  | 0 | 0 |  | 0
|  |  | LS | 0 | 0 |  | 0 | 0 |  | 0
|  |  | LS | 0 | 0 |  | 0 | 0 |  | 0
|  |  | LS | 0 | 0 |  | 0 | 0 |  | 0
[9 empty] | Sub Total | 0
CODE | DESCRIPTION | Materials & Equipment |  |  |  | Labor
|  | Qty | Unit | U. Price | Sub Total | MHrs | U. Price | Sub Total | Quote | Total
|  |  | LS | 0 | 0 |  | 0 | 0 |  | 0
|  |  | LS | 0 | 0 |  | 0 | 0 |  | 0
|  |  | LS | 0 | 0 |  | 0 | 0 |  | 0
[9 empty] | Sub Total | 0
CODE | DESCRIPTION | Materials & Equipment |  |  |  | Labor
|  | Qty | Unit | U. Price | Sub Total | MHrs | U. Price | Sub Total | Quote | Total
|  |  | LS | 0 | 0 |  | 0 | 0 |  | 0
|  |  | LS | 0 | 0 |  | 0 | 0 |  | 0
|  |  | LS | 0 | 0 |  | 0 | 0 |  | 0
|  |  | LS | 0 | 0 |  | 0 | 0 |  | 0
|  |  | LS | 0 | 0 |  | 0 | 0 |  | 0
[9 empty] | Sub Total | 0
CODE | DESCRIPTION | Materials & Equipment |  |  |  | Labor
|  | Qty | Unit | U. Price | Sub Total | MHrs | U. Price | Sub Total | Quote | Total
|  |  | LS | 0 | 0 |  | 0 | 0 |  | 0
|  |  | LS | 0 | 0 |  | 0 | 0 |  | 0
|  |  | LS | 0 | 0 |  | 0 | 0 |  | 0
|  |  | LS | 0 | 0 |  | 0 | 0 |  | 0
[9 empty] | Sub Total | 0
[5 empty] | Material Total | Total Hours |  | Labor Total | Contractor Total | TOTAL
$ / Sq.Ft | TOTAL DIVISION 13
0 |  |  |  |  | 0 | 0 |  | 0 | 0 | 0

## 14
0
[6 empty] | Conveying Equipment |  |  | Schedule
|  |  | Area: | 41859 | Sq. Ft. |  |  |  | 78 | Weeks
CODE | DESCRIPTION | Materials & Equipment |  |  |  | Labor |  |  |  |  | Sub Contractor | Quote Total | Additional Quote Info
14 20 00 | Elevators | Qty | Unit | U. Price | Sub Total | MHrs | U. Price | Sub Total | Quote | Total
|  |  | LS | 0 | 0 |  | 0 | 0 |  | 0
| Elevator | 1 | EA | 194500 |  |  | 0 | 0 | 196800 | 196800 | Joyce Ave | 194500 | Otis Gen3
|  |  | LS | 0 | 0 |  | 0 | 0 |  | 0 | Biggs Drive | 160848 | TKE
|  |  | LS | 0 | 0 |  | 0 | 0 |  | 0
|  |  | LS | 0 | 0 |  | 0 | 0 |  | 0
|  |  | LS | 0 | 0 |  | 0 | 0 |  | 0
|  |  | LS | 0 | 0 |  | 0 | 0 |  | 0
|  |  | LS | 0 | 0 |  | 0 | 0 |  | 0 | Otis | 196800 | Ordered
|  |  | LS | 0 | 0 |  | 0 | 0 |  | 0 | Kone | 222000
|  |  | LS | 0 | 0 |  | 0 | 0 |  | 0
|  |  | LS | 0 | 0 |  | 0 | 0 |  | 0
|  |  | LS | 0 | 0 |  | 0 | 0 |  | 0
[9 empty] | Sub Total | 196800
CODE | DESCRIPTION | Materials & Equipment |  |  |  | Labor
14 40 00 | Lifts | Qty | Unit | U. Price | Sub Total | MHrs | U. Price | Sub Total | Quote | Total
|  |  | LS | 0 | 0 |  | 0 | 0 |  | 0
|  |  | LS | 0 | 0 |  | 0 | 0 |  | 0
|  |  | LS | 0 | 0 |  | 0 | 0 |  | 0
|  |  | LS | 0 | 0 |  | 0 | 0 |  | 0
|  |  | LS | 0 | 0 |  | 0 | 0 |  | 0
|  |  | LS | 0 | 0 |  | 0 | 0 |  | 0
|  |  | LS | 0 | 0 |  | 0 | 0 |  | 0
[9 empty] | Sub Total | 0
CODE | DESCRIPTION | Materials & Equipment |  |  |  | Labor
14 42 00 | Wheelchair Lifts | Qty | Unit | U. Price | Sub Total | MHrs | U. Price | Sub Total | Quote | Total
|  |  | LS | 0 | 0 |  | 0 | 0 |  | 0
|  |  | LS | 0 | 0 |  | 0 | 0 |  | 0
|  |  | LS | 0 | 0 |  | 0 | 0 |  | 0
[9 empty] | Sub Total | 0
CODE | DESCRIPTION | Materials & Equipment |  |  |  | Labor
|  | Qty | Unit | U. Price | Sub Total | MHrs | U. Price | Sub Total | Quote | Total
|  |  | LS | 0 | 0 |  | 0 | 0 |  | 0
|  |  | LS | 0 | 0 |  | 0 | 0 |  | 0
|  |  | LS | 0 | 0 |  | 0 | 0 |  | 0
|  |  | LS | 0 | 0 |  | 0 | 0 |  | 0
|  |  | LS | 0 | 0 |  | 0 | 0 |  | 0
[9 empty] | Sub Total | 0
CODE | DESCRIPTION | Materials & Equipment |  |  |  | Labor
|  | Qty | Unit | U. Price | Sub Total | MHrs | U. Price | Sub Total | Quote | Total
|  |  | LS | 0 | 0 |  | 0 | 0 |  | 0
|  |  | LS | 0 | 0 |  | 0 | 0 |  | 0
|  |  | LS | 0 | 0 |  | 0 | 0 |  | 0
|  |  | LS | 0 | 0 |  | 0 | 0 |  | 0
|  |  | LS | 0 | 0 |  | 0 | 0 |  | 0
|  |  | LS | 0 | 0 |  | 0 | 0 |  | 0
|  |  | LS | 0 | 0 |  | 0 | 0 |  | 0
[9 empty] | Sub Total | 0
CODE | DESCRIPTION | Materials & Equipment |  |  |  | Labor
|  | Qty | Unit | U. Price | Sub Total | MHrs | U. Price | Sub Total | Quote | Total
|  |  | LS | 0 | 0 |  | 0 | 0 |  | 0
|  |  | LS | 0 | 0 |  | 0 | 0 |  | 0
|  |  | LS | 0 | 0 |  | 0 | 0 |  | 0
|  |  | LS | 0 | 0 |  | 0 | 0 |  | 0
|  |  | LS | 0 | 0 |  | 0 | 0 |  | 0
[9 empty] | Sub Total | 0
CODE | DESCRIPTION | Materials & Equipment |  |  |  | Labor
|  | Qty | Unit | U. Price | Sub Total | MHrs | U. Price | Sub Total | Quote | Total
|  |  | LS | 0 | 0 |  | 0 | 0 |  | 0
|  |  | LS | 0 | 0 |  | 0 | 0 |  | 0
|  |  | LS | 0 | 0 |  | 0 | 0 |  | 0
[9 empty] | Sub Total | 0
CODE | DESCRIPTION | Materials & Equipment |  |  |  | Labor
|  | Qty | Unit | U. Price | Sub Total | MHrs | U. Price | Sub Total | Quote | Total
|  |  | LS | 0 | 0 |  | 0 | 0 |  | 0
|  |  | LS | 0 | 0 |  | 0 | 0 |  | 0
|  |  | LS | 0 | 0 |  | 0 | 0 |  | 0
|  |  | LS | 0 | 0 |  | 0 | 0 |  | 0
|  |  | LS | 0 | 0 |  | 0 | 0 |  | 0
[9 empty] | Sub Total | 0
CODE | DESCRIPTION | Materials & Equipment |  |  |  | Labor
|  | Qty | Unit | U. Price | Sub Total | MHrs | U. Price | Sub Total | Quote | Total
|  |  | LS | 0 | 0 |  | 0 | 0 |  | 0
|  |  | LS | 0 | 0 |  | 0 | 0 |  | 0
|  |  | LS | 0 | 0 |  | 0 | 0 |  | 0
|  |  | LS | 0 | 0 |  | 0 | 0 |  | 0
[9 empty] | Sub Total | 0
[5 empty] | Material Total | Total Hours |  | Labor Total | Contractor Total | TOTAL
$ / Sq.Ft | TOTAL DIVISION 14
4.7015 |  |  |  |  | 0 | 0 |  | 0 | 196800 | 196800

## 21
0
[6 empty] | Fire Suppression |  |  | Schedule
|  |  | Area: | 41859 | Sq. Ft. |  |  |  | 78 | Weeks
CODE | DESCRIPTION | Materials & Equipment |  |  |  | Labor |  |  |  |  | Sub Contractor | Quote Total | Additional Quote Info
21 10 00 | Water-Based Fire-Suppression System | Qty | Unit | U. Price | Sub Total | MHrs | U. Price | Sub Total | Quote | Total
| Sprinkler system | 41859 | SF | 3.48 |  |  | 0 | 0 | 214560 | 214560
| Cabinets and extinguishers | 1 | LS | 0 | 0 |  | 0 | 0 | 2300 | 2300 | B&G | 368000 | NFPA13 for garage & commercial area, NFPA13R for residential portion. CPVC for residiential | B&G | 319200
|  |  | LS | 0 | 0 |  | 0 | 0 |  | 0 | Leblanc | 214560 | NFPA13 for garage & commercial area, NFPA13R for residential portion. All black steel | Leblanc | 196800 | Fire extinguishers included
|  |  | LS | 0 | 0 |  | 0 | 0 |  | 0 | Leblanc | 2300 | Cabinets and extinguishers | Troy | 249000
|  |  | LS | 0 | 0 |  | 0 | 0 |  | 0 | Mutch | 331789.29 | NFPA13 for garage & commercial area, NFPA13R for residential portion. CPVC for residiential
|  |  | LS | 0 | 0 |  | 0 | 0 |  | 0
|  |  | LS | 0 | 0 |  | 0 | 0 |  | 0
|  |  | LS | 0 | 0 |  | 0 | 0 |  | 0
|  |  | LS | 0 | 0 |  | 0 | 0 |  | 0
|  |  | LS | 0 | 0 |  | 0 | 0 |  | 0
|  |  | LS | 0 | 0 |  | 0 | 0 |  | 0
|  |  | LS | 0 | 0 |  | 0 | 0 |  | 0
[9 empty] | Sub Total | 216860
CODE | DESCRIPTION | Materials & Equipment |  |  |  | Labor
|  | Qty | Unit | U. Price | Sub Total | MHrs | U. Price | Sub Total | Quote | Total
|  |  | LS | 0 | 0 |  | 0 | 0 |  | 0
|  |  | LS | 0 | 0 |  | 0 | 0 |  | 0
|  |  | LS | 0 | 0 |  | 0 | 0 |  | 0
|  |  | LS | 0 | 0 |  | 0 | 0 |  | 0
|  |  | LS | 0 | 0 |  | 0 | 0 |  | 0
|  |  | LS | 0 | 0 |  | 0 | 0 |  | 0
|  |  | LS | 0 | 0 |  | 0 | 0 |  | 0
[9 empty] | Sub Total | 0
CODE | DESCRIPTION | Materials & Equipment |  |  |  | Labor
|  | Qty | Unit | U. Price | Sub Total | MHrs | U. Price | Sub Total | Quote | Total
|  |  | LS | 0 | 0 |  | 0 | 0 |  | 0
|  |  | LS | 0 | 0 |  | 0 | 0 |  | 0
|  |  | LS | 0 | 0 |  | 0 | 0 |  | 0
[9 empty] | Sub Total | 0
CODE | DESCRIPTION | Materials & Equipment |  |  |  | Labor
|  | Qty | Unit | U. Price | Sub Total | MHrs | U. Price | Sub Total | Quote | Total
|  |  | LS | 0 | 0 |  | 0 | 0 |  | 0
|  |  | LS | 0 | 0 |  | 0 | 0 |  | 0
|  |  | LS | 0 | 0 |  | 0 | 0 |  | 0
|  |  | LS | 0 | 0 |  | 0 | 0 |  | 0
|  |  | LS | 0 | 0 |  | 0 | 0 |  | 0
[9 empty] | Sub Total | 0
CODE | DESCRIPTION | Materials & Equipment |  |  |  | Labor
|  | Qty | Unit | U. Price | Sub Total | MHrs | U. Price | Sub Total | Quote | Total
|  |  | LS | 0 | 0 |  | 0 | 0 |  | 0
|  |  | LS | 0 | 0 |  | 0 | 0 |  | 0
|  |  | LS | 0 | 0 |  | 0 | 0 |  | 0
|  |  | LS | 0 | 0 |  | 0 | 0 |  | 0
|  |  | LS | 0 | 0 |  | 0 | 0 |  | 0
|  |  | LS | 0 | 0 |  | 0 | 0 |  | 0
|  |  | LS | 0 | 0 |  | 0 | 0 |  | 0
[9 empty] | Sub Total | 0
CODE | DESCRIPTION | Materials & Equipment |  |  |  | Labor
|  | Qty | Unit | U. Price | Sub Total | MHrs | U. Price | Sub Total | Quote | Total
|  |  | LS | 0 | 0 |  | 0 | 0 |  | 0
|  |  | LS | 0 | 0 |  | 0 | 0 |  | 0
|  |  | LS | 0 | 0 |  | 0 | 0 |  | 0
|  |  | LS | 0 | 0 |  | 0 | 0 |  | 0
|  |  | LS | 0 | 0 |  | 0 | 0 |  | 0
[9 empty] | Sub Total | 0
CODE | DESCRIPTION | Materials & Equipment |  |  |  | Labor
|  | Qty | Unit | U. Price | Sub Total | MHrs | U. Price | Sub Total | Quote | Total
|  |  | LS | 0 | 0 |  | 0 | 0 |  | 0
|  |  | LS | 0 | 0 |  | 0 | 0 |  | 0
|  |  | LS | 0 | 0 |  | 0 | 0 |  | 0
[9 empty] | Sub Total | 0
CODE | DESCRIPTION | Materials & Equipment |  |  |  | Labor
|  | Qty | Unit | U. Price | Sub Total | MHrs | U. Price | Sub Total | Quote | Total
|  |  | LS | 0 | 0 |  | 0 | 0 |  | 0
|  |  | LS | 0 | 0 |  | 0 | 0 |  | 0
|  |  | LS | 0 | 0 |  | 0 | 0 |  | 0
|  |  | LS | 0 | 0 |  | 0 | 0 |  | 0
|  |  | LS | 0 | 0 |  | 0 | 0 |  | 0
[9 empty] | Sub Total | 0
CODE | DESCRIPTION | Materials & Equipment |  |  |  | Labor
|  | Qty | Unit | U. Price | Sub Total | MHrs | U. Price | Sub Total | Quote | Total
|  |  | LS | 0 | 0 |  | 0 | 0 |  | 0
|  |  | LS | 0 | 0 |  | 0 | 0 |  | 0
|  |  | LS | 0 | 0 |  | 0 | 0 |  | 0
|  |  | LS | 0 | 0 |  | 0 | 0 |  | 0
[9 empty] | Sub Total | 0
[5 empty] | Material Total | Total Hours |  | Labor Total | Contractor Total | TOTAL
$ / Sq.Ft | TOTAL DIVISION 21
5.1807 |  |  |  |  | 0 | 0 |  | 0 | 216860 | 216860

## 22
0
[6 empty] | Plumbing |  |  | Schedule
|  |  | Area: | 41859 | Sq. Ft. |  |  |  | 78 | Weeks
CODE | DESCRIPTION | Materials & Equipment |  |  |  | Labor |  |  |  |  | Sub Contractor | Quote Total | Additional Quote Info
22 10 00 | Plumbing Piping | Qty | Unit | U. Price | Sub Total | MHrs | U. Price | Sub Total | Quote | Total
| Plumbing piping and Fixtures | 41859 | SF | 10.82 |  |  | 0 | 0 | 419950 | 419950 | Bourgeois | 419950
|  |  | LS | 0 | 0 |  | 0 | 0 |  | 0
| Allowance for connection of appliances | 38 | Unit | 10 | 380 |  | 0 | 0 |  | 380 | 111 Joyce (2024) | 443.3 | 7.5136
|  |  | LS | 0 | 0 |  | 0 | 0 |  | 0 |  |  |  | Moncton Plumbing | 942840 | WC1, L1, L2, S1, S2, S3 are not to spec, conctractor to send shop drawings fro approval | Water meter supplied by city
|  |  | LS | 0 | 0 |  | 0 | 0 |  | 0 | Premier Plumbing | 539000 |  | Premier Plumbing | 490000
|  |  | LS | 0 | 0 |  | 0 | 0 |  | 0 |  |  |  | Premier Plumbing | 6700
|  |  | LS | 0 | 0 |  | 0 | 0 |  | 0 | Ermen | 580000 |  | Ermen | 620000 | Verbal
|  |  | LS | 0 | 0 |  | 0 | 0 |  | 0 | Franco | 546000
|  |  | LS | 0 | 0 |  | 0 | 0 |  | 0
|  |  | LS | 0 | 0 |  | 0 | 0 |  | 0 |  |  |  |  | 2765.3289
|  |  | LS | 0 | 0 |  | 0 | 0 |  | 0
|  |  | LS | 0 | 0 |  | 0 | 0 |  | 0 |  |  |  |  | 12009.4286
[9 empty] | Sub Total | 420330
CODE | DESCRIPTION | Materials & Equipment |  |  |  | Labor
22 30 00 | Plumbing Equipment | Qty | Unit | U. Price | Sub Total | MHrs | U. Price | Sub Total | Quote | Total
22 33 00 | Electric Domestic Water Heaters |  | LS | 0 | 0 |  | 0 | 0 |  | 0
22 34 00 | Fuel-Fired Domestic Water Heaters |  | LS | 0 | 0 |  | 0 | 0 |  | 0
|  |  | LS | 0 | 0 |  | 0 | 0 |  | 0
|  |  | LS | 0 | 0 |  | 0 | 0 |  | 0
|  |  | LS | 0 | 0 |  | 0 | 0 |  | 0
|  |  | LS | 0 | 0 |  | 0 | 0 |  | 0
|  |  | LS | 0 | 0 |  | 0 | 0 |  | 0
[9 empty] | Sub Total | 0
CODE | DESCRIPTION | Materials & Equipment |  |  |  | Labor
22 40 00 | Plumbing Fixtures | Qty | Unit | U. Price | Sub Total | MHrs | U. Price | Sub Total | Quote | Total
|  |  | LS | 0 | 0 |  | 0 | 0 |  | 0
|  |  | LS | 0 | 0 |  | 0 | 0 |  | 0
|  |  | LS | 0 | 0 |  | 0 | 0 |  | 0
|  |  | LS | 0 | 0 |  | 0 | 0 |  | 0
|  |  | LS | 0 | 0 |  | 0 | 0 |  | 0
|  |  | LS | 0 | 0 |  | 0 | 0 |  | 0
|  |  | LS | 0 | 0 |  | 0 | 0 |  | 0
[9 empty] | Sub Total | 0
CODE | DESCRIPTION | Materials & Equipment |  |  |  | Labor
22 42 00 | Commercial Plumbing Fixtures | Qty | Unit | U. Price | Sub Total | MHrs | U. Price | Sub Total | Quote | Total
22 42 13 | Commercial Water Closets, Urinals, and Bidets |  | LS | 0 | 0 |  | 0 | 0 |  | 0
22 42 13.13 | Commercial Water Closets |  | LS | 0 | 0 |  | 0 | 0 |  | 0
22 42 13.16 | Commercial Urinals |  | LS | 0 | 0 |  | 0 | 0 |  | 0
22 42 16 | Commercial Lavatories and Sinks |  | LS | 0 | 0 |  | 0 | 0 |  | 0
22 42 16.13 | Commercial Lavatories |  | LS | 0 | 0 |  | 0 | 0 |  | 0
22 42 16.16 | Commercial Sinks |  | LS | 0 | 0 |  | 0 | 0 |  | 0
22 42 19 | Commercial Bathtubs |  | LS | 0 | 0 |  | 0 | 0 |  | 0
22 42 23 | Commercial Showers |  | LS | 0 | 0 |  | 0 | 0 |  | 0
22 42 26 | Commercial Disposers |  | LS | 0 | 0 |  | 0 | 0 |  | 0
22 42 29 | Shampoo Bowls |  | LS | 0 | 0 |  | 0 | 0 |  | 0
22 42 33 | Wash Fountains |  | LS | 0 | 0 |  | 0 | 0 |  | 0
22 42 36 | Commercial Laundry Trays |  | LS | 0 | 0 |  | 0 | 0 |  | 0
22 42 39 | Commercial Faucets, Supplies, and Trim Flushometers |  | LS | 0 | 0 |  | 0 | 0 |  | 0
22 42 43 | Flushometers |  | LS | 0 | 0 |  | 0 | 0 |  | 0
|  |  | LS | 0 | 0 |  | 0 | 0 |  | 0
|  |  | LS | 0 | 0 |  | 0 | 0 |  | 0
|  |  | LS | 0 | 0 |  | 0 | 0 |  | 0
[9 empty] | Sub Total | 0
CODE | DESCRIPTION | Materials & Equipment |  |  |  | Labor
22 45 00 | Emergency Plumbing Fixtures | Qty | Unit | U. Price | Sub Total | MHrs | U. Price | Sub Total | Quote | Total
22 45 13 | Emergency Showers |  | LS | 0 | 0 |  | 0 | 0 |  | 0
22 45 16 | Eyewash Station |  | LS | 0 | 0 |  | 0 | 0 |  | 0
|  |  | LS | 0 | 0 |  | 0 | 0 |  | 0
[9 empty] | Sub Total | 0
CODE | DESCRIPTION | Materials & Equipment |  |  |  | Labor
22 47 00 | Drinking Fountains and Water Coolers | Qty | Unit | U. Price | Sub Total | MHrs | U. Price | Sub Total | Quote | Total
|  |  | LS | 0 | 0 |  | 0 | 0 |  | 0
|  |  | LS | 0 | 0 |  | 0 | 0 |  | 0
|  |  | LS | 0 | 0 |  | 0 | 0 |  | 0
|  |  | LS | 0 | 0 |  | 0 | 0 |  | 0
|  |  | LS | 0 | 0 |  | 0 | 0 |  | 0
[9 empty] | Sub Total | 0
CODE | DESCRIPTION | Materials & Equipment |  |  |  | Labor
|  | Qty | Unit | U. Price | Sub Total | MHrs | U. Price | Sub Total | Quote | Total
|  |  | LS | 0 | 0 |  | 0 | 0 |  | 0
|  |  | LS | 0 | 0 |  | 0 | 0 |  | 0
|  |  | LS | 0 | 0 |  | 0 | 0 |  | 0
|  |  | LS | 0 | 0 |  | 0 | 0 |  | 0
[9 empty] | Sub Total | 0
[5 empty] | Material Total | Total Hours |  | Labor Total | Contractor Total | TOTAL
$ / Sq.Ft | TOTAL DIVISION 22
10.0416 |  |  |  |  | 380 | 0 |  | 0 | 419950 | 420330
12009.4286

## 23
0
[6 empty] | HVAC |  |  | Schedule
|  |  | Area: | 41859 | Sq. Ft. |  |  |  | 78 | Weeks
CODE | DESCRIPTION | Materials & Equipment |  |  |  | Labor |  |  |  |  | Sub Contractor | Quote Total | Additional Quote Info
23 07 00 | HVAC Insulation | Qty | Unit | U. Price | Sub Total | MHrs | U. Price | Sub Total | Quote | Total
| HVAC system | 41859 | SF | 7.05 |  |  | 0 | 0 | 370000 | 370000
|  |  | LS | 0 | 0 |  | 0 | 0 |  | 0 | Conair | 370000 |  | Conair | 363000
|  |  | LS | 0 | 0 |  | 0 | 0 |  | 0 | Coldtech | 390000 |  | Conair | 370400 | Brand: Gree. Based on Energy Report
|  |  | LS | 0 | 0 |  | 0 | 0 |  | 0 |  |  |  | East Coast | 946980
|  |  | LS | 0 | 0 |  | 0 | 0 |  | 0 | ECR | 570500 |  | ECR | 555000
|  |  | LS | 0 | 0 |  | 0 | 0 |  | 0 | Greenfoot | 145632.25 | 12 year parts, 5 year labour for split, 1 year labour for cassettte. Bundle Discount | Greenfoot | 336250 | Brand: Hisense & Fantech. Based on Energy Report | Spec. on drw: Heat Pump - Fujitsu, ERV - Fantech
[11 empty] | Greenfoot | 6750 | extend labor warranty to 10years
[9 empty] | Sub Total | 370000 | Greenfoot | 225900 | HRV ERV
CODE | DESCRIPTION | Materials & Equipment |  |  |  | Labor
23 08 00 | Commissioning of HVAC | Qty | Unit | U. Price | Sub Total | MHrs | U. Price | Sub Total | Quote | Total
|  |  | LS | 0 | 0 |  | 0 | 0 |  | 0 | Greenfoot | 148700 | 12 year parts, 5 year labour for split, 1 year labour for cassettte
|  |  | LS | 0 | 0 |  | 0 | 0 |  | 0 | Greenfoot | 6750 | extend labor warranty to 10years
|  |  | LS | 0 | 0 |  | 0 | 0 |  | 0 | Greenfoot | 225900 | HRV ERV
[9 empty] | Sub Total | 0
CODE | DESCRIPTION | Materials & Equipment |  |  |  | Labor
23 09 00 | Instrumentation and Control for HVAC | Qty | Unit | U. Price | Sub Total | MHrs | U. Price | Sub Total | Quote | Total
|  |  | LS | 0 | 0 |  | 0 | 0 |  | 0
|  |  | LS | 0 | 0 |  | 0 | 0 |  | 0
[9 empty] | Sub Total | 0
CODE | DESCRIPTION | Materials & Equipment |  |  |  | Labor
23 11 00 | Facility Fuel piping | Qty | Unit | U. Price | Sub Total | MHrs | U. Price | Sub Total | Quote | Total
23 11 23 | Facility Natural Gas Piping |  | LS | 0 | 0 |  | 0 | 0 |  | 0
|  |  | LS | 0 | 0 |  | 0 | 0 |  | 0
|  |  | LS | 0 | 0 |  | 0 | 0 |  | 0
[9 empty] | Sub Total | 0
CODE | DESCRIPTION | Materials & Equipment |  |  |  | Labor
23 13 00 | Facility Fuel Storage | Qty | Unit | U. Price | Sub Total | MHrs | U. Price | Sub Total | Quote | Total
|  |  | LS | 0 | 0 |  | 0 | 0 |  | 0
|  |  | LS | 0 | 0 |  | 0 | 0 |  | 0
|  |  | LS | 0 | 0 |  | 0 | 0 |  | 0
|  |  | LS | 0 | 0 |  | 0 | 0 |  | 0
[9 empty] | Sub Total | 0
CODE | DESCRIPTION | Materials & Equipment |  |  |  | Labor
23 20 00 | HVAC Piping and Pumps | Qty | Unit | U. Price | Sub Total | MHrs | U. Price | Sub Total | Quote | Total
|  |  | LS | 0 | 0 |  | 0 | 0 |  | 0
|  |  | LS | 0 | 0 |  | 0 | 0 |  | 0
|  |  | LS | 0 | 0 |  | 0 | 0 |  | 0
[9 empty] | Sub Total | 0
CODE | DESCRIPTION | Materials & Equipment |  |  |  | Labor
23 23 00 | Refrigerant Piping | Qty | Unit | U. Price | Sub Total | MHrs | U. Price | Sub Total | Quote | Total
|  |  | LS | 0 | 0 |  | 0 | 0 |  | 0
[9 empty] | Sub Total | 0
CODE | DESCRIPTION | Materials & Equipment |  |  |  | Labor
23 30 00 | HVAC Air Distribution | Qty | Unit | U. Price | Sub Total | MHrs | U. Price | Sub Total | Quote | Total
23 31 00 | HVAC Ducts and Casings |  | LS | 0 | 0 |  | 0 | 0 |  | 0
23 31 12 | Metal Ducts |  | LS | 0 | 0 |  | 0 | 0 |  | 0
23 31 12.13 | Rectangular Metal Ducts |  | LS | 0 | 0 |  | 0 | 0 |  | 0
23 31 12.16 | Round and Flat-Oval Spiral Ducts |  | LS | 0 | 0 |  | 0 | 0 |  | 0
23 33 00 | Air Duct Accessories |  | LS | 0 | 0 |  | 0 | 0 |  | 0
23 33 46 | Flexible Ducts |  | LS | 0 | 0 |  | 0 | 0 |  | 0
23 34 00 | HVAC Fans |  | LS | 0 | 0 |  | 0 | 0 |  | 0
23 38 00 | Ventilation Hoods |  | LS | 0 | 0 |  | 0 | 0 |  | 0
|  |  | LS | 0 | 0 |  | 0 | 0 |  | 0
|  |  | LS | 0 | 0 |  | 0 | 0 |  | 0
|  |  | LS | 0 | 0 |  | 0 | 0 |  | 0
[9 empty] | Sub Total | 0
CODE | DESCRIPTION | Materials & Equipment |  |  |  | Labor
23 70 00 | Central HVAC Equipment | Qty | Unit | U. Price | Sub Total | MHrs | U. Price | Sub Total | Quote | Total
23 74 00 | Packaged Outdoor HVAC Equipment |  | LS | 0 | 0 |  | 0 | 0 |  | 0
|  |  | LS | 0 | 0 |  | 0 | 0 |  | 0
[9 empty] | Sub Total | 0
CODE | DESCRIPTION | Materials & Equipment |  |  |  | Labor
23 83 00 | Radiant Heating Units | Qty | Unit | U. Price | Sub Total | MHrs | U. Price | Sub Total | Quote | Total
|  |  | LS | 0 | 0 |  | 0 | 0 |  | 0
|  |  | LS | 0 | 0 |  | 0 | 0 |  | 0
[9 empty] | Sub Total | 0
CODE | DESCRIPTION | Materials & Equipment |  |  |  | Labor
23 84 00 | Humidity Control Equipment | Qty | Unit | U. Price | Sub Total | MHrs | U. Price | Sub Total | Quote | Total
|  |  | LS | 0 | 0 |  | 0 | 0 |  | 0
|  |  | LS | 0 | 0 |  | 0 | 0 |  | 0
[9 empty] | Sub Total | 0
CODE | DESCRIPTION | Materials & Equipment |  |  |  | Labor
|  | Qty | Unit | U. Price | Sub Total | MHrs | U. Price | Sub Total | Quote | Total
|  |  | LS | 0 | 0 |  | 0 | 0 |  | 0
|  |  | LS | 0 | 0 |  | 0 | 0 |  | 0
|  |  | LS | 0 | 0 |  | 0 | 0 |  | 0
|  |  | LS | 0 | 0 |  | 0 | 0 |  | 0
[9 empty] | Sub Total | 0
[5 empty] | Material Total | Total Hours |  | Labor Total | Contractor Total | TOTAL
$ / Sq.Ft | TOTAL DIVISION 23
8.8392 |  |  |  |  | 0 | 0 |  | 0 | 370000 | 370000

## 25
0
[6 empty] | Controls |  |  | Schedule
|  |  | Area: | 41859 | Sq. Ft. |  |  |  | 78 | Weeks
CODE | DESCRIPTION | Materials & Equipment |  |  |  | Labor |  |  |  |  | Sub Contractor | Quote Total | Additional Quote Info
25 00 00 | Integrated Automation | Qty | Unit | U. Price | Sub Total | MHrs | U. Price | Sub Total | Quote | Total
| Integration | 1 | LS | 5500 | 0 |  | 0 | 0 | 4750 | 4750 | Enhanced Engineering | 4750
|  |  | LS | 0 | 0 |  | 0 | 0 |  | 0
|  |  | LS | 0 | 0 |  | 0 | 0 |  | 0
|  |  | LS | 0 | 0 |  | 0 | 0 |  | 0
|  |  | LS | 0 | 0 |  | 0 | 0 |  | 0
|  |  | LS | 0 | 0 |  | 0 | 0 |  | 0
|  |  | LS | 0 | 0 |  | 0 | 0 |  | 0
|  |  | LS | 0 | 0 |  | 0 | 0 |  | 0
|  |  | LS | 0 | 0 |  | 0 | 0 |  | 0
|  |  | LS | 0 | 0 |  | 0 | 0 |  | 0
|  |  | LS | 0 | 0 |  | 0 | 0 |  | 0
|  |  | LS | 0 | 0 |  | 0 | 0 |  | 0
[9 empty] | Sub Total | 4750
CODE | DESCRIPTION | Materials & Equipment |  |  |  | Labor
|  | Qty | Unit | U. Price | Sub Total | MHrs | U. Price | Sub Total | Quote | Total
|  |  | LS | 0 | 0 |  | 0 | 0 |  | 0
|  |  | LS | 0 | 0 |  | 0 | 0 |  | 0
|  |  | LS | 0 | 0 |  | 0 | 0 |  | 0
|  |  | LS | 0 | 0 |  | 0 | 0 |  | 0
|  |  | LS | 0 | 0 |  | 0 | 0 |  | 0
|  |  | LS | 0 | 0 |  | 0 | 0 |  | 0
|  |  | LS | 0 | 0 |  | 0 | 0 |  | 0
[9 empty] | Sub Total | 0
CODE | DESCRIPTION | Materials & Equipment |  |  |  | Labor
|  | Qty | Unit | U. Price | Sub Total | MHrs | U. Price | Sub Total | Quote | Total
|  |  | LS | 0 | 0 |  | 0 | 0 |  | 0
|  |  | LS | 0 | 0 |  | 0 | 0 |  | 0
|  |  | LS | 0 | 0 |  | 0 | 0 |  | 0
[9 empty] | Sub Total | 0
CODE | DESCRIPTION | Materials & Equipment |  |  |  | Labor
|  | Qty | Unit | U. Price | Sub Total | MHrs | U. Price | Sub Total | Quote | Total
|  |  | LS | 0 | 0 |  | 0 | 0 |  | 0
|  |  | LS | 0 | 0 |  | 0 | 0 |  | 0
|  |  | LS | 0 | 0 |  | 0 | 0 |  | 0
|  |  | LS | 0 | 0 |  | 0 | 0 |  | 0
[9 empty] | Sub Total | 0
[5 empty] | Material Total | Total Hours |  | Labor Total | Contractor Total | TOTAL
$ / Sq.Ft | TOTAL DIVISION 25
0.11348 |  |  |  |  | 0 | 0 |  | 0 | 4750 | 4750

## 26
0
[6 empty] | Electrical |  |  | Schedule
|  |  | Area: | 41859 | Sq. Ft. |  |  |  | 78 | Weeks
[11 empty] | sub | qty | units | unit $ | ext
CODE | DESCRIPTION | Materials & Equipment |  |  |  | Labor |  |  |  |  | Sub Contractor | Quote Total | Additional Quote Info
26 09 00 | Instrumentation and Controls for Electrical Systems | Qty | Unit | U. Price | Sub Total | MHrs | U. Price | Sub Total | Quote | Total
26 09 13 | Electrical Installation | 41859 | SF | 12.36 |  |  | 0 | 0 | 522000 | 522000 | Lumar
|  |  | LS | 0 | 0 |  | 0 | 0 |  | 0 | Lumar |  |  | Joyce Ave | 12.36
|  |  | LS | 0 | 0 |  | 0 | 0 |  | 0 | Lumar | 12000 | CCTV | Biggs Drive | 12
| CCTV - 12 Cameras | 1 | LS | 15000 | 0 |  | 0 | 0 | 12000 | 12000 | Roadway | 613690
|  |  | LS | 0 | 0 |  | 0 | 0 |  | 0 | Lumar | 522000 |  | Lumar | 552600
|  |  | LS | 0 | 0 |  | 0 | 0 |  | 0 | Melco | 527500 |  | Melco | 599269
|  |  | LS | 0 | 0 |  | 0 | 0 |  | 0 | Netco | 617000 |  | Riverview | 849525
|  |  | LS | 0 | 0 |  | 0 | 0 |  | 0 | SCR | 645000 |  | SCR | 578000
|  |  | LS | 0 | 0 |  | 0 | 0 |  | 0 | M6 | 581200 |  | Lakeview | 908444.44
|  |  | LS | 0 | 0 |  | 0 | 0 |  | 0 | Konig | 615000 |  | Konig | 636811.58
|  |  | LS | 0 | 0 |  | 0 | 0 |  | 0 | Cliff Jones | 639800
|  |  | LS | 0 | 0 |  | 0 | 0 |  | 0 | Macleod's | 613936.93 | Automatic door opener wiring NIC
[9 empty] | Sub Total | 534000 |  | 15.4%
CODE | DESCRIPTION | Materials & Equipment |  |  |  | Labor
26 10 00 | Medium-Voltage Electrical Distribution | Qty | Unit | U. Price | Sub Total | MHrs | U. Price | Sub Total | Quote | Total
26 11 00 | Substations |  | LS | 0 | 0 |  | 0 | 0 |  | 0
26 12 00 | Medium Voltage Transformer |  | LS | 0 | 0 |  | 0 | 0 |  | 0
26 13 00 | Medium Voltage Switchgear |  | LS | 0 | 0 |  | 0 | 0 |  | 0
26 16 00 | Medium-Voltage Metering |  | LS | 0 | 0 |  | 0 | 0 |  | 0
26 18 00 | Medium-Voltage Circuit Protection Devices |  | LS | 0 | 0 |  | 0 | 0 |  | 0
|  |  | LS | 0 | 0 |  | 0 | 0 |  | 0
|  |  | LS | 0 | 0 |  | 0 | 0 |  | 0
[9 empty] | Sub Total | 0
CODE | DESCRIPTION | Materials & Equipment |  |  |  | Labor
26 50 00 | Lighting | Qty | Unit | U. Price | Sub Total | MHrs | U. Price | Sub Total | Quote | Total
26 51 00 | Type C - Ceiling Mounted Light Fixture | 388 | EA | 44.98 | 17452.24 |  | 0 | 0 |  | 17452.24 | https://www.homedepot.ca/product/halo-6-white-round-surface-mount-led-757-lumens-2700-5000k-selectable-colour/1001609593
26 52 00 | Type W - Wall mounted Light fixture | 73 | EA | 99 | 7227 |  | 0 | 0 |  | 7227 | https://www.homedepot.ca/product/hampton-bay-regan-21in-3-light-bathroom-matte-black-vanity-light-modern-linear-bar-clear-cylinder-glass/1001581219
26 56 00 | Exterior Lighting |  | LS | 0 | 0 |  | 0 | 0 |  | 0
[11 empty] | Lumar | 20250 | Suite Lighting
[9 empty] | Sub Total | 24679.24
CODE | DESCRIPTION | Materials & Equipment |  |  |  | Labor
|  | Qty | Unit | U. Price | Sub Total | MHrs | U. Price | Sub Total | Quote | Total
|  |  | LS | 0 | 0 |  | 0 | 0 |  | 0
|  |  | LS | 0 | 0 |  | 0 | 0 |  | 0
|  |  | LS | 0 | 0 |  | 0 | 0 |  | 0
|  |  | LS | 0 | 0 |  | 0 | 0 |  | 0
|  |  | LS | 0 | 0 |  | 0 | 0 |  | 0
[9 empty] | Sub Total | 0
[5 empty] | Material Total | Total Hours |  | Labor Total | Contractor Total | TOTAL
$ / Sq.Ft | TOTAL DIVISION 26
13.3467 |  |  |  |  | 24679.24 | 0 |  | 0 | 534000 | 558679.24 |  | 15962.264

## 27
0
[6 empty] | Communications |  |  | Schedule
|  |  | Area: | 41859 | Sq. Ft. |  |  |  | 78 | Weeks
CODE | DESCRIPTION | Materials & Equipment |  |  |  | Labor |  |  |  |  | Sub Contractor | Quote Total | Additional Quote Info
27 10 00 | Structured Cabling | Qty | Unit | U. Price | Sub Total | MHrs | U. Price | Sub Total | Quote | Total
|  |  | LS | 0 | 0 |  | 0 | 0 |  | 0
|  |  | LS | 0 | 0 |  | 0 | 0 |  | 0
|  |  | LS | 0 | 0 |  | 0 | 0 |  | 0
|  |  | LS | 0 | 0 |  | 0 | 0 |  | 0
|  |  | LS | 0 | 0 |  | 0 | 0 |  | 0
|  |  | LS | 0 | 0 |  | 0 | 0 |  | 0
|  |  | LS | 0 | 0 |  | 0 | 0 |  | 0
|  |  | LS | 0 | 0 |  | 0 | 0 |  | 0
|  |  | LS | 0 | 0 |  | 0 | 0 |  | 0
|  |  | LS | 0 | 0 |  | 0 | 0 |  | 0
|  |  | LS | 0 | 0 |  | 0 | 0 |  | 0
|  |  | LS | 0 | 0 |  | 0 | 0 |  | 0
[9 empty] | Sub Total | 0
CODE | DESCRIPTION | Materials & Equipment |  |  |  | Labor
27 20 00 | Data Communications | Qty | Unit | U. Price | Sub Total | MHrs | U. Price | Sub Total | Quote | Total
27 21 00 | Data Communications Network Equipment |  | LS | 0 | 0 |  | 0 | 0 |  | 0
27 22 00 | Data Communications Hardware |  | LS | 0 | 0 |  | 0 | 0 |  | 0
|  |  | LS | 0 | 0 |  | 0 | 0 |  | 0
|  |  | LS | 0 | 0 |  | 0 | 0 |  | 0
|  |  | LS | 0 | 0 |  | 0 | 0 |  | 0
|  |  | LS | 0 | 0 |  | 0 | 0 |  | 0
|  |  | LS | 0 | 0 |  | 0 | 0 |  | 0
[9 empty] | Sub Total | 0
CODE | DESCRIPTION | Materials & Equipment |  |  |  | Labor
27 30 00 | Voice Communications | Qty | Unit | U. Price | Sub Total | MHrs | U. Price | Sub Total | Quote | Total
|  |  | LS | 0 | 0 |  | 0 | 0 |  | 0
|  |  | LS | 0 | 0 |  | 0 | 0 |  | 0
|  |  | LS | 0 | 0 |  | 0 | 0 |  | 0
[9 empty] | Sub Total | 0
CODE | DESCRIPTION | Materials & Equipment |  |  |  | Labor
27 40 00 | Audio-Voice Communications | Qty | Unit | U. Price | Sub Total | MHrs | U. Price | Sub Total | Quote | Total
|  |  | LS | 0 | 0 |  | 0 | 0 |  | 0
|  |  | LS | 0 | 0 |  | 0 | 0 |  | 0
|  |  | LS | 0 | 0 |  | 0 | 0 |  | 0
|  |  | LS | 0 | 0 |  | 0 | 0 |  | 0
|  |  | LS | 0 | 0 |  | 0 | 0 |  | 0
[9 empty] | Sub Total | 0
CODE | DESCRIPTION | Materials & Equipment |  |  |  | Labor
27 50 00 | Distributed Communications and Monitoring Systems | Qty | Unit | U. Price | Sub Total | MHrs | U. Price | Sub Total | Quote | Total
|  |  | LS | 0 | 0 |  | 0 | 0 |  | 0
|  |  | LS | 0 | 0 |  | 0 | 0 |  | 0
|  |  | LS | 0 | 0 |  | 0 | 0 |  | 0
|  |  | LS | 0 | 0 |  | 0 | 0 |  | 0
|  |  | LS | 0 | 0 |  | 0 | 0 |  | 0
|  |  | LS | 0 | 0 |  | 0 | 0 |  | 0
|  |  | LS | 0 | 0 |  | 0 | 0 |  | 0
[9 empty] | Sub Total | 0
CODE | DESCRIPTION | Materials & Equipment |  |  |  | Labor
|  | Qty | Unit | U. Price | Sub Total | MHrs | U. Price | Sub Total | Quote | Total
|  |  | LS | 0 | 0 |  | 0 | 0 |  | 0
|  |  | LS | 0 | 0 |  | 0 | 0 |  | 0
|  |  | LS | 0 | 0 |  | 0 | 0 |  | 0
|  |  | LS | 0 | 0 |  | 0 | 0 |  | 0
|  |  | LS | 0 | 0 |  | 0 | 0 |  | 0
[9 empty] | Sub Total | 0
CODE | DESCRIPTION | Materials & Equipment |  |  |  | Labor
|  | Qty | Unit | U. Price | Sub Total | MHrs | U. Price | Sub Total | Quote | Total
|  |  | LS | 0 | 0 |  | 0 | 0 |  | 0
|  |  | LS | 0 | 0 |  | 0 | 0 |  | 0
|  |  | LS | 0 | 0 |  | 0 | 0 |  | 0
[9 empty] | Sub Total | 0
CODE | DESCRIPTION | Materials & Equipment |  |  |  | Labor
|  | Qty | Unit | U. Price | Sub Total | MHrs | U. Price | Sub Total | Quote | Total
|  |  | LS | 0 | 0 |  | 0 | 0 |  | 0
|  |  | LS | 0 | 0 |  | 0 | 0 |  | 0
|  |  | LS | 0 | 0 |  | 0 | 0 |  | 0
|  |  | LS | 0 | 0 |  | 0 | 0 |  | 0
|  |  | LS | 0 | 0 |  | 0 | 0 |  | 0
[9 empty] | Sub Total | 0
CODE | DESCRIPTION | Materials & Equipment |  |  |  | Labor
|  | Qty | Unit | U. Price | Sub Total | MHrs | U. Price | Sub Total | Quote | Total
|  |  | LS | 0 | 0 |  | 0 | 0 |  | 0
|  |  | LS | 0 | 0 |  | 0 | 0 |  | 0
|  |  | LS | 0 | 0 |  | 0 | 0 |  | 0
|  |  | LS | 0 | 0 |  | 0 | 0 |  | 0
[9 empty] | Sub Total | 0
[5 empty] | Material Total | Total Hours |  | Labor Total | Contractor Total | TOTAL
$ / Sq.Ft | TOTAL DIVISION 27
0 |  |  |  |  | 0 | 0 |  | 0 | 0 | 0

## 28
0
[6 empty] | Security |  |  | Schedule
|  |  | Area: | 41859 | Sq. Ft. |  |  |  | 78 | Weeks
CODE | DESCRIPTION | Materials & Equipment |  |  |  | Labor |  |  |  |  | Sub Contractor | Quote Total | Additional Quote Info
28 10 00 | Access Control | Qty | Unit | U. Price | Sub Total | MHrs | U. Price | Sub Total | Quote | Total
28 15 00 | Access Control Hardware Devices |  | LS | 0 | 0 |  | 0 | 0 |  | 0
|  |  | LS | 0 | 0 |  | 0 | 0 |  | 0
|  |  | LS | 0 | 0 |  | 0 | 0 |  | 0
|  |  | LS | 0 | 0 |  | 0 | 0 |  | 0
|  |  | LS | 0 | 0 |  | 0 | 0 |  | 0
|  |  | LS | 0 | 0 |  | 0 | 0 |  | 0
|  |  | LS | 0 | 0 |  | 0 | 0 |  | 0
|  |  | LS | 0 | 0 |  | 0 | 0 |  | 0
|  |  | LS | 0 | 0 |  | 0 | 0 |  | 0
|  |  | LS | 0 | 0 |  | 0 | 0 |  | 0
|  |  | LS | 0 | 0 |  | 0 | 0 |  | 0
|  |  | LS | 0 | 0 |  | 0 | 0 |  | 0
[9 empty] | Sub Total | 0
CODE | DESCRIPTION | Materials & Equipment |  |  |  | Labor
28 20 00 | Video Surveillance | Qty | Unit | U. Price | Sub Total | MHrs | U. Price | Sub Total | Quote | Total
|  |  | LS | 0 | 0 |  | 0 | 0 |  | 0
|  |  | LS | 0 | 0 |  | 0 | 0 |  | 0
|  |  | LS | 0 | 0 |  | 0 | 0 |  | 0
|  |  | LS | 0 | 0 |  | 0 | 0 |  | 0
|  |  | LS | 0 | 0 |  | 0 | 0 |  | 0
|  |  | LS | 0 | 0 |  | 0 | 0 |  | 0
|  |  | LS | 0 | 0 |  | 0 | 0 |  | 0
[9 empty] | Sub Total | 0
CODE | DESCRIPTION | Materials & Equipment |  |  |  | Labor
28 30 00 | Security Detection, Aarm, and Monitoring | Qty | Unit | U. Price | Sub Total | MHrs | U. Price | Sub Total | Quote | Total
|  |  | LS | 0 | 0 |  | 0 | 0 |  | 0
|  |  | LS | 0 | 0 |  | 0 | 0 |  | 0
|  |  | LS | 0 | 0 |  | 0 | 0 |  | 0
[9 empty] | Sub Total | 0
CODE | DESCRIPTION | Materials & Equipment |  |  |  | Labor
28 40 00 | Life Safety | Qty | Unit | U. Price | Sub Total | MHrs | U. Price | Sub Total | Quote | Total
28 46 00 | Fire Detection and Alarm |  | LS | 0 | 0 |  | 0 | 0 |  | 0
|  |  | LS | 0 | 0 |  | 0 | 0 |  | 0
|  |  | LS | 0 | 0 |  | 0 | 0 |  | 0
|  |  | LS | 0 | 0 |  | 0 | 0 |  | 0
|  |  | LS | 0 | 0 |  | 0 | 0 |  | 0
[9 empty] | Sub Total | 0
[5 empty] | Material Total | Total Hours |  | Labor Total | Contractor Total | TOTAL
$ / Sq.Ft | TOTAL DIVISION 28
0 |  |  |  |  | 0 | 0 |  | 0 | 0 | 0

## 31
0
[6 empty] | Earthwork |  |  | Schedule
|  |  | Area: | 41859 | Sq. Ft. |  |  |  | 78 | Weeks
CODE | DESCRIPTION | Materials & Equipment |  |  |  | Labor |  |  |  |  | Sub Contractor | Quote Total | Additional Quote Info
31 10 00 | Site Clearing | Qty | Unit | U. Price | Sub Total | MHrs | U. Price | Sub Total | Quote | Total
31 10 00 | Site Clearing |  | LS | 0 | 0 |  | 0 | 0 |  | 0
31 11 00 | Clearing and Grubbing |  | LS | 0 | 0 |  | 0 | 0 |  | 0
|  |  | LS | 0 | 0 |  | 0 | 0 |  | 0
| Shoring | 97 | LM | 7007 | 0 |  | 0 | 0 |  | 0 | Marki - Caldwell & Ross |  | 122m | 3.5m high
|  |  | LS | 0 | 0 |  | 0 | 0 |  | 0 |  |  | 854800
|  |  | LS | 0 | 0 |  | 0 | 0 |  | 0 |  |  | 7006.5574 | per m
|  |  | LS | 0 | 0 |  | 0 | 0 |  | 0
|  |  | LS | 0 | 0 |  | 0 | 0 |  | 0
|  |  | LS | 0 | 0 |  | 0 | 0 |  | 0
|  |  | LS | 0 | 0 |  | 0 | 0 |  | 0
|  |  | LS | 0 | 0 |  | 0 | 0 |  | 0
|  |  | LS | 0 | 0 |  | 0 | 0 |  | 0
[9 empty] | Sub Total | 0
CODE | DESCRIPTION | Materials & Equipment |  |  |  | Labor
31 20 00 | Earth Moving | Qty | Unit | U. Price | Sub Total | MHrs | U. Price | Sub Total | Quote | Total
31 22 00 |  |  | LS | 0 | 0 |  | 0 | 0 |  | 0
31 22 13 |  | 2538 | SM | 0 | 0 |  | 0 | 0 |  | 0 | Charles Smith | 603500
31 22 16 | Site work | 13065 | SF | 45 |  |  | 0 | 0 | 479364 | 479364
31 23 00 | Site Access | 1 | LS | 50000 | 0 |  | 0 | 0 |  | 0 | Pierre's Mini | 545000 | No more room for reduction. Maybe $20k | Pierre's Mini | 650000 | shoring NIC, retaining wall was added at same price - via phone
31 23 13 | Allowance | 1 | LS | 50000 | 0 |  | 0 | 0 |  | 0 | Perfection Contracting |  | To send quote on Tuesday | Perfection Contracting | 585000 | shoring NIC, Retaining wall included
31 23 16 |  | 41859 | sf |  | 0 |  | 0 | 0 |  | 0 | Philips Bros | 997600 |  | Philips Bros | 743600 | shoring NIC, retaining wall NIC
31 23 16.13 |  |  | LS | 0 | 0 |  | 0 | 0 |  | 0
31 23 16.16 |  |  | LS | 0 | 0 |  | 0 | 0 |  | 0 | Delway | 653000 |  | Delway | 649996 | Retaining wall included
31 23 16.26 |  |  | LS | 0 | 0 |  | 0 | 0 |  | 0 | Delway |  |  | Delway | 522894 | Shoring
31 23 19 |  |  | LS | 0 | 0 |  | 0 | 0 |  | 0
31 23 23 |  |  | LS | 0 | 0 |  | 0 | 0 |  | 0 | Dexter |  |  |  | 64996
31 23 23.13 |  |  | LS | 0 | 0 |  | 0 | 0 |  | 0
31 23 23.23 |  |  | LS | 0 | 0 |  | 0 | 0 |  | 0 | Eastco | 479364
31 23 23.33 |  |  | LS | 0 | 0 |  | 0 | 0 |  | 0 | Morrison | 348697 | Landscape included. To quote Retaining wall
31 23 23.43 |  |  | LS | 0 | 0 |  | 0 | 0 |  | 0 | Morrison | 457397 | Redi Rocks included c/w landscape
31 23 33 |  |  | LS | 0 | 0 |  | 0 | 0 |  | 0 | Morrison | 23000 | crane pad and temporary access
31 25 00 |  |  | LS | 0 | 0 |  | 0 | 0 |  | 0 | Morrison | 403897 | Site access included. Supply and installation of Redi Rock retaining wall ($96,500) removed from this.
|  |  | LS | 0 | 0 |  | 0 | 0 |  | 0 | Morrison
|  |  | LS | 0 | 0 |  | 0 | 0 |  | 0 | Prosser | 775500
Pulse Excavating
[9 empty] | Sub Total | 479364 |  | 108700
CODE | DESCRIPTION | Materials & Equipment |  |  |  | Labor
31 37 00 | Riprap | Qty | Unit | U. Price | Sub Total | MHrs | U. Price | Sub Total | Quote | Total
|  |  | LS | 0 | 0 |  | 0 | 0 |  | 0
|  |  | LS | 0 | 0 |  | 0 | 0 |  | 0
|  |  | LS | 0 | 0 |  | 0 | 0 |  | 0
[9 empty] | Sub Total | 0
CODE | DESCRIPTION | Materials & Equipment |  |  |  | Labor
31 70 00 | Tunneling | Qty | Unit | U. Price | Sub Total | MHrs | U. Price | Sub Total | Quote | Total
|  |  | LS | 0 | 0 |  | 0 | 0 |  | 0
|  |  | LS | 0 | 0 |  | 0 | 0 |  | 0
|  |  | LS | 0 | 0 |  | 0 | 0 |  | 0
|  |  | LS | 0 | 0 |  | 0 | 0 |  | 0
|  |  | LS | 0 | 0 |  | 0 | 0 |  | 0
[9 empty] | Sub Total | 0
[5 empty] | Material Total | Total Hours |  | Labor Total | Contractor Total | TOTAL
$ / Sq.Ft | TOTAL DIVISION 31
11.4519 |  |  |  |  | 0 | 0 |  | 0 | 479364 | 479364

## 32
0
[6 empty] | Exterior Improvements |  |  | Schedule
|  |  | Area: | 41859 | Sq. Ft. |  |  |  | 78 | Weeks
CODE | DESCRIPTION | Materials & Equipment |  |  |  | Labor |  |  |  |  | Sub Contractor | Quote Total | Additional Quote Info
32 10 00 | Bases, Ballasts, and Paving | Qty | Unit | U. Price | Sub Total | MHrs | U. Price | Sub Total | Quote | Total
32 11 00 | Asphalt c/w street reinstatement | 7301 | SF | 3.99 |  |  | 0 | 0 | 20400 | 20400 |  |  |  | Biggs Drive | 33600
32 12 00 |  | 1024 | SF | 3.861 | 0 |  | 0 | 0 |  | 0 |  |  |  |  | 3.9929 | per sf
32 14 00 | Unit Paving |  | LS | 0 | 0 |  | 0 | 0 |  | 0 | Modern | 47913.7
|  |  | LS | 0 | 0 |  | 0 | 0 |  | 0 | Sewells Paving |  |  | Sewells Paving | 40655 | Gravels NIC | $48.60/ square meter
|  |  | LS | 0 | 0 |  | 0 | 0 |  | 0 | Dexter | 55300 |  | Dexter | 69000
|  |  | LS | 0 | 0 |  | 0 | 0 |  | 0 | MacArthurs | 20400 | Revised quote. Street reinstatement included | MacArthurs | 34900 | To confirm street reinstatement
|  |  | LS | 0 | 0 |  | 0 | 0 |  | 0 | Ashcurb | 26500 | Type D | Ashcurb | 39900 | Street reinstatement NIC
|  |  | LS | 0 | 0 |  | 0 | 0 |  | 0 | Ashcurb | 28550 | Revised quote. Street reinstatement included
|  |  | LS | 0 | 0 |  | 0 | 0 |  | 0 | Hogan | 37800
[11 empty] | Hogan | 10270 | Road cut
[9 empty] | Sub Total | 20400
CODE | DESCRIPTION | Materials & Equipment |  |  |  | Labor
32 16 00 | Curbs, Gutters, Sidewalks, and Driveways | Qty | Unit | U. Price | Sub Total | MHrs | U. Price | Sub Total | Quote | Total
32 16 13 | Curbs | 100 | LM | 300 |  |  | 0 | 0 | 9405 | 9405
32 16 13.13 | Cast-In-Place Concrete Curbs and Gutters |  | LS | 0 | 0 |  | 0 | 0 |  | 0 | Eastco | 9450 | Curb- 105m
32 16 13.16 | Steel Faced Curbs |  | LS | 0 | 0 |  | 0 | 0 |  | 0 | Eastco | 15190 | Sidewalk -155m2 | Ayles | 5500 |  | 44m
32 16 13.23 | Precast Concrete Curbs and Gutters |  | LS | 0 | 0 |  | 0 | 0 |  | 0 | Rietzel | 31781.25 |  | Rietzel | 19641.29 |  | 41m and 108sm for sidewalk
32 16 13.33 | Asphalt Curbs |  | LS | 0 | 0 |  | 0 | 0 |  | 0
32 16 13.43 | Stone Curbs |  | LS | 0 | 0 |  | 0 | 0 |  | 0 | Bastech | 7590 | Curb- 21.7m
32 16 23 | Sidewalks | 174 | SM | 125 |  |  | 0 | 0 | 17120 | 17120 |  | 17524.5 | Sidewalk -166.9m2
32 16 33 | Driveways |  | LS | 0 | 0 |  | 0 | 0 |  | 0 | Ayles | 17120 | Sidewalk-172sm | Ayles | 11210 |  | 118sqm
[12 empty] | 9405 | 99m
[9 empty] | Sub Total | 26525 | LMR | 34380
CODE | DESCRIPTION | Materials & Equipment |  |  |  | Labor
32 17 00 | Paving Specialties | Qty | Unit | U. Price | Sub Total | MHrs | U. Price | Sub Total | Quote | Total
32 17 13 | Parking Bumpers |  | LS | 0 | 0 |  | 0 | 0 |  | 0
32 17 23 | Pavement Markings | 1 | LS | 1000 | 0 |  | 0 | 0 | 700 | 700 | Everline | 700
|  |  | LS | 0 | 0 |  | 0 | 0 |  | 0 |  |  |  | Everline | 700
[9 empty] | Sub Total | 700
CODE | DESCRIPTION | Materials & Equipment |  |  |  | Labor
32 30 00 | Site Improvements | Qty | Unit | U. Price | Sub Total | MHrs | U. Price | Sub Total | Quote | Total
32 31 00 | Bike Racks |  | LS | 0 | 0 |  | 0 | 0 |  | 0
32 32 00 | Retaining Walls | 115 | LF | 0 | 0 |  | 0 | 0 | 59120 | 59120 | Quality Concrete | 59120 | Already in Div 31
32 33 00 | Allowance for installation | 115 | LF | 500 | 57500 |  | 0 | 0 |  | 57500 | 2500 Mountain Rd | 247.4286
32 33 23 | Site Trash and Litter Receptacles |  | LS | 0 | 0 |  | 0 | 0 |  | 0
|  |  | LS | 0 | 0 |  | 0 | 0 |  | 0 | Rietzel | 148272.5 | Redi Rock Supply & Install
[9 empty] | Sub Total | 116620
CODE | DESCRIPTION | Materials & Equipment |  |  |  | Labor
32 90 00 | Planting | Qty | Unit | U. Price | Sub Total | MHrs | U. Price | Sub Total | Quote | Total
32 91 00 | Topsoil & Hydroseed | 797.5 | SM | 34.22 |  |  | 0 | 0 | 9960 | 9960 | Express |  |  | Biggs Drive | 33777.04
32 92 00 | Plant materials & Shrubs | 1 | LS | 0 | 0 |  | 0 | 0 | 3915 | 3915 | Rietzel | 29431.25 | 835sqm, 6 trees, 17 shrubs |  | 34.2219 | per sqm
32 93 00 | Plants |  | LS | 0 | 0 |  | 0 | 0 |  | 0 | Price | 17030
|  |  | LS | 0 | 0 |  | 0 | 0 |  | 0 | Price | 9980 | Plant material-6 trees,17 shrubs
|  |  | LS | 0 | 0 |  | 0 | 0 |  | 0 | Ayles | 9960 | Topsoil & hydroseed-830sqm | Ayles | 10140 | Topsoil & hydroseed | 780sqm
|  |  | LS | 0 | 0 |  | 0 | 0 |  | 0 |  | 3915 | Plant material-6 trees,17 shrubs |  | 6055 | Plant material
|  |  | LS | 0 | 0 |  | 0 | 0 |  | 0 | Signature | 13057.68 | Topsoil & hydroseed-910sqm
[11 empty] | Signature | 4834.48 | Plant material-6 trees,17 shrubs | Rietzel | 15841.9 | Topsoil, Hydroseed, Tress & Shrubs | 750sqm
[9 empty] | Sub Total | 13875 | Morrison
CODE | DESCRIPTION | Materials & Equipment |  |  |  | Labor
|  | Qty | Unit | U. Price | Sub Total | MHrs | U. Price | Sub Total | Quote | Total
|  |  | LS | 0 | 0 |  | 0 | 0 |  | 0
|  |  | LS | 0 | 0 |  | 0 | 0 |  | 0
|  |  | LS | 0 | 0 |  | 0 | 0 |  | 0
|  |  | LS | 0 | 0 |  | 0 | 0 |  | 0
|  |  | LS | 0 | 0 |  | 0 | 0 |  | 0
[9 empty] | Sub Total | 0
CODE | DESCRIPTION | Materials & Equipment |  |  |  | Labor
|  | Qty | Unit | U. Price | Sub Total | MHrs | U. Price | Sub Total | Quote | Total
|  |  | LS | 0 | 0 |  | 0 | 0 |  | 0
|  |  | LS | 0 | 0 |  | 0 | 0 |  | 0
|  |  | LS | 0 | 0 |  | 0 | 0 |  | 0
[9 empty] | Sub Total | 0
CODE | DESCRIPTION | Materials & Equipment |  |  |  | Labor
|  | Qty | Unit | U. Price | Sub Total | MHrs | U. Price | Sub Total | Quote | Total
|  |  | LS | 0 | 0 |  | 0 | 0 |  | 0
|  |  | LS | 0 | 0 |  | 0 | 0 |  | 0
|  |  | LS | 0 | 0 |  | 0 | 0 |  | 0
|  |  | LS | 0 | 0 |  | 0 | 0 |  | 0
|  |  | LS | 0 | 0 |  | 0 | 0 |  | 0
[9 empty] | Sub Total | 0
CODE | DESCRIPTION | Materials & Equipment |  |  |  | Labor
|  | Qty | Unit | U. Price | Sub Total | MHrs | U. Price | Sub Total | Quote | Total
|  |  | LS | 0 | 0 |  | 0 | 0 |  | 0
|  |  | LS | 0 | 0 |  | 0 | 0 |  | 0
|  |  | LS | 0 | 0 |  | 0 | 0 |  | 0
|  |  | LS | 0 | 0 |  | 0 | 0 |  | 0
[9 empty] | Sub Total | 0
[5 empty] | Material Total | Total Hours |  | Labor Total | Contractor Total | TOTAL
$ / Sq.Ft | TOTAL DIVISION 32
4.2552 |  |  |  |  | 57500 | 0 |  | 0 | 120620 | 178120

## 33
0
[6 empty] | Utilities |  |  | Schedule
|  |  | Area: | 41859 | Sq. Ft. |  |  |  | 78 | Weeks
CODE | DESCRIPTION | Materials & Equipment |  |  |  | Labor |  |  |  |  | Sub Contractor | Quote Total | Additional Quote Info
33 10 00 | Water Utilities | Qty | Unit | U. Price | Sub Total | MHrs | U. Price | Sub Total | Quote | Total
33 11 00 | Groundwater Sources |  | LS | 0 | 0 |  | 0 | 0 |  | 0
33 14 00 | Water Utility Transmission and Distribution |  | LS | 0 | 0 |  | 0 | 0 |  | 0
|  |  | LS | 0 | 0 |  | 0 | 0 |  | 0
|  |  | LS | 0 | 0 |  | 0 | 0 |  | 0
|  |  | LS | 0 | 0 |  | 0 | 0 |  | 0
|  |  | LS | 0 | 0 |  | 0 | 0 |  | 0
|  |  | LS | 0 | 0 |  | 0 | 0 |  | 0
|  |  | LS | 0 | 0 |  | 0 | 0 |  | 0
|  |  | LS | 0 | 0 |  | 0 | 0 |  | 0
|  |  | LS | 0 | 0 |  | 0 | 0 |  | 0
|  |  | LS | 0 | 0 |  | 0 | 0 |  | 0
|  |  | LS | 0 | 0 |  | 0 | 0 |  | 0
[9 empty] | Sub Total | 0
CODE | DESCRIPTION | Materials & Equipment |  |  |  | Labor
33 30 00 | Sanitary Sewerage | Qty | Unit | U. Price | Sub Total | MHrs | U. Price | Sub Total | Quote | Total
33 31 00 | Sanitary Sewerage Piping |  | LS | 0 | 0 |  | 0 | 0 |  | 0
33 32 00 | Sanitary Sewerage Equipment |  | LS | 0 | 0 |  | 0 | 0 |  | 0
|  |  | LS | 0 | 0 |  | 0 | 0 |  | 0
|  |  | LS | 0 | 0 |  | 0 | 0 |  | 0
|  |  | LS | 0 | 0 |  | 0 | 0 |  | 0
|  |  | LS | 0 | 0 |  | 0 | 0 |  | 0
|  |  | LS | 0 | 0 |  | 0 | 0 |  | 0
[9 empty] | Sub Total | 0
CODE | DESCRIPTION | Materials & Equipment |  |  |  | Labor
33 40 00 | Stormwater Utilities | Qty | Unit | U. Price | Sub Total | MHrs | U. Price | Sub Total | Quote | Total
33 41 00 | Subdrainage |  | LS | 0 | 0 |  | 0 | 0 |  | 0
33 41 13 | Foundation Drainage |  | LS | 0 | 0 |  | 0 | 0 |  | 0
33 42 00 | Stormwater Conveyance |  | LS | 0 | 0 |  | 0 | 0 |  | 0
33 46 00 | Stormwater Management |  | LS | 0 | 0 |  | 0 | 0 |  | 0
[9 empty] | Sub Total | 0
CODE | DESCRIPTION | Materials & Equipment |  |  |  | Labor
33 70 00 | Electrical Utilities | Qty | Unit | U. Price | Sub Total | MHrs | U. Price | Sub Total | Quote | Total
33 71 00 | Electrical Utilities Transmission and Distribution |  | LS | 0 | 0 |  | 0 | 0 |  | 0
33 71 19 | Electrical Underground Ducts, Ductbanks, and Manholes |  | LS | 0 | 0 |  | 0 | 0 |  | 0
|  |  | LS | 0 | 0 |  | 0 | 0 |  | 0
|  |  | LS | 0 | 0 |  | 0 | 0 |  | 0
|  |  | LS | 0 | 0 |  | 0 | 0 |  | 0
[9 empty] | Sub Total | 0
[5 empty] | Material Total | Total Hours |  | Labor Total | Contractor Total | TOTAL
$ / Sq.Ft | TOTAL DIVISION 33
0 |  |  |  |  | 0 | 0 |  | 0 | 0 | 0

## Sheet1
[6 empty] | Footing | Foundation | Slab | Column
18 | Footing - 1/F1F2 | 30 | m | 39 | m ³ | 39 |  | 0 | 0 | 0 | 0
19 | Foundation 1/F1F2 c/w insulation | 30 | m | 31 | m ³ |  | 31 | 0 | 0 | 0 | 0
20 | Footing - 2/F1F2 | 21 | m | 17 | m ³ | 17 |  | 0 | 0 | 0 | 0
21 | Foundatn - 2/F1F2 - Block Wall | 21 | m | 17 | m ³ |  | 17 | 0 | 0 | 0 | 0
22 | Footing 3/F1F2 | 25 | m | 33 | m ³ | 33 |  | 0 | 0 | 0 | 0
23 | Foundatn - 3/F1F2 c/w Insulation | 25 | m | 29 | m ³ |  | 29 | 0 | 0 | 0 | 0
24 | Footing - 4/F1F2 | 2 | m | 3 | m ³ | 3 |  | 0 | 0 | 0 | 0
25 | Foundatn - 4/F1F2 c/w insulation | 2 | m | 2 | m ³ |  | 2 | 0 | 0 | 0 | 0
26 | Footing - 5/F1F2 | 9 | m | 11 | m ³ | 11 |  | 0 | 0 | 0 | 0
27 | Foundation - 5/F1F2 c/w insulation | 9 | m | 9 | m ³ |  | 9 | 0 | 0 | 0 | 0
28 | Footing 6/F1F2 | 7 | m | 9 | m ³ | 9 |  | 0 | 0 | 0 | 0
29 | Foundatn - 6/F1F2 c/w 1/4 height insulation | 5 | m | 6 | m ³ |  | 6 | 0 | 0 | 0 | 0
30 | Footing - 7/F1F2 | 11 | m | 14 | m ³ | 14 |  | 0 | 0 | 0 | 0
31 | Foundation - 7/F1F2 c/w insulation | 11 | m | 10 | m ³ |  | 10 | 0 | 0 | 0 | 0
32 | Footing - 8/F1F2 | 4 | m | 6 | m ³ | 6 |  | 0 | 0 | 0 | 0
33 | Foundation - 8/F1F2 c/w insulation | 4 | m | 4 | m ³ |  | 4 | 0 | 0 | 0 | 0
34 | Footing - 9/F1F2 | 8 | m | 10 | m ³ | 10 |  | 0 | 0 | 0 | 0
35 | Foundation - 9/f1F2 c/w insulation | 8 | m | 7 | m ³ |  | 7 | 0 | 0 | 0 | 0
36 | Footing - 10/F1F3 | 39 | m | 11 | m ³ | 11 |  | 0 | 0 | 0 | 0
37 | Foundatn - 10/F1F3 c/w insulation | 39 | m | 34 | m ³ |  | 34 | 0 | 0 | 0 | 0
38 | Footing - 11/F1F3 | 14 | m | 4 | m ³ | 4 |  | 0 | 0 | 0 | 0
39 | Foundation - 11/F1F3 c/w insulation | 14 | m | 11 | m ³ |  | 11 | 0 | 0 | 0 | 0
40 | Footing - 12/F1F3 | 25 | m | 35 | m ³ | 35 |  | 0 | 0 | 0 | 0
41 | Foundation - 12/F1F3 | 25 | m | 46 | m ³ |  | 46 | 0 | 0 | 0 | 0
42 | Footing 13/F1F3 | 0 | m |  |  | 0 |  | 0 | 0 | 0 | 0
43 | Foundation - 13/F1F3 c/w insulation | 0 | m |  |  |  | 0 | 0 | 0 | 0 | 0
44 | Footing A | 6 | EA | 17 | m ³ | 17 |  | 0 | 0 | 0 | 0
45 | Footing C | 5 | EA | 47 | m ³ | 47 |  | 0 | 0 | 0 | 0
46 | Footing B | 4 | EA | 28 | m ³ | 28 |  | 0 | 0 | 0 | 0
47 | Footing D | 2 | EA | 24 | m ³ | 24 |  | 0 | 0 | 0 | 0
48 | Footing E | 2 | EA | 37 | m ³ | 37 |  | 0 | 0 | 0 | 0
59 | Footing 14/F1F3 | 11 | m | 15 | m ³ | 15 |  | 0 | 0 | 0 | 0
60 | Foundation14/F1F3 | 11 | m | 51 | m ³ |  | 51 | 0 | 0 | 0 | 0
61 | Footing 15/F1F3 | 3 | m | 4 | m ³ | 4 |  | 0 | 0 | 0 | 0
62 | Foundation 15/F1/F3 | 3 | m | 8 | m ³ |  | 8 | 0 | 0 | 0 | 0
63 | Basement slab | 1223 | m ² | 155 | m ³ |  |  | 155 | 0 | 0 | 0
64 | Balcony waterprofing | 0 | m ² |  |  |  |  | 0 | 0 | 0 | 0
84 | 1st floor concrete slab | 1202 | m ² | 366 | m ³ |  |  | 366 | 0 | 0 | 0
86 | 2nd floor concrete slab | 1244 | m ² | 411 | m ³ |  |  | 411 | 0 | 0 | 0
87 | Column | 44 | EA | 126 | m ³ |  |  | 0 | 126 | 0 | 0
111 | Ret wall Footing - 1A | 0 | m |  |  | 0 |  | 0 | 0 | 0 | 0
112 | Ret Wall Foundation - 1A | 0 | m |  |  |  |  | 0 | 0 | 0 | 0
113 | Ret Wall -Footing 2A | 0 | m |  |  | 0 |  | 0 | 0 | 0 | 0
114 | Ret Wall Foundation 2A | 0 | m |  |  |  |  | 0 | 0 | 0 | 0
115 | Ret Wall Footing -3A | 0 | m |  |  | 0 |  | 0 | 0 | 0 | 0
116 | Ret Wall Foundation 3A | 0 | m |  |  |  |  | 0 | 0 | 0 | 0
117 | Ret Wall Footing 4A | 0 | m |  |  | 0 |  | 0 | 0 | 0 | 0
118 | Ret Wall Fiundation 4A | 0 | m |  |  |  |  | 0 | 0 | 0 | 0
119 | Ret Wall Footing 5A | 0 | m |  |  | 0 |  | 0 | 0 | 0 | 0
120 | Ret Wall Foundation 5A | 0 | m |  |  |  |  | 0 | 0 | 0 | 0
122 | Footing - 22/F1/F5 | 0 | m |  |  | 0 |  | 0 | 0 | 0 | 0
123 | foundation - 22 F1/F5 | 0 | m |  |  |  |  | 0 | 0 | 0 | 0
124 | Footing 20 F1/F5 | 8 | m | 26 | m ³ | 26 |  | 0 | 0 | 0 | 0
125 | Foundation 20 F1/F5 | 8 | m | 19 | m ³ |  | 19 | 0 | 0 | 0 | 0
126 | 3rd and 4th Flr slab | 1247 | m ² | 95 | m ³ |  |  | 95 | 0 | 0 | 0
133 | Footing - 1A/F1F2 | 8 | m | 10 | m ³ | 10 |  | 0 | 0 | 0 | 0
134 | Foundation 1A/F1F2 w/o insulation | 8 | m | 8 | m ³ |  | 8 | 0 | 0 | 0 | 0
135 | Foundatn - 6/F1F2 addition | 7 | m | 5 | m ³ |  | 5 | 0 | 0 | 0 | 0
136 | Footing 21/F1F5 | 0 | m |  |  | 0 |  | 0 | 0 | 0 | 0
137 | Foundation 21 F1/F5 | 0 | m |  |  |  | 0 | 0 | 0 | 0 | 0
138 | Footing - 24B /F1/F5 | 0 | m |  |  | 0 |  | 0 | 0 | 0 | 0
139 | foundation - 24B F7/F7 | 0 | m |  |  |  | 0 | 0 | 0 | 0 | 0
140 | Exterior concrete Wall | 6 | m | 1 | m ³ |  |  | 0 | 0 | 0 | 0
141 | Stair Footing | 67 | m ² | 41 | m ³ | 41 |  | 0 | 0 | 0 | 0
142 | 3" insulation | 296 | m ² |  |  |  |  | 0 | 0 | 0 | 0
143 | Circular colum | 0 | EA |  |  |  |  | 0 | 0 | 0 | 0
[6 empty] | 441 | 297 | 1027 | 126
[6 empty] | 485.1 | 356.4 | 1129.7 | 138.6
958.7